## SS
H E A T E X C H A N G E R S P E C I F I C A T I O N S H E E T
Job No.
1 | Project |  |  | P | [10 empty] | Job No. |  | Later |  |  |  |  | TEMA Type Designation
2 | Client |  |  | A | [10 empty] | Doc. No. |  | SS - S&T - 100 |  |  |  |  | F. End | Shell | R. End
3 | Contractor |  |  | B | [10 empty] | Date |  | 2020. 1. 10. |  |  |  |  | B | E | M
4 | Code/Standard |  |  | ASME | Sec.VIII |  | Div.1 | / | TEMA |  | ASME Stamp |  | No |  | Revision |  | 0
5 | Service of Unit |  |  | H/E Name |  |  |  | Oper. Case |  | Design Case |  |  |  |  | Item No. |  | Later |  |  |  |  | Flow Pattern for N-N pass |  |  |  | Counter
6 | Size |  | Shell 600 ID x 5800 Length,Eff. |  |  |  |  | Type | B E M |  | Horizontal |  | Connected In |  | *** |  | No. of Units |  | 1 | set(s) |  | Factor ' P ' |  | #VALUE! | ' R ' | #VALUE! |  |  | HTA, Gross |  | tst |  | Total Tube Length
7 | Surface/Unit, Eff. / Gross |  |  |  | 129.8209 | / | 131.6115 | Shells/Unit |  | 1 | Surface/Shell |  | 129.8209 | / | 131.6115 | m2 | Sheet | 1 | of | 1 |  | LMTD Correction Factor |  |  |  | #VALUE! |  |  | 131.6115 |  | 40 |  | 2199.12 |  | m
8 | P E R F O R M A N C E O F O N E U N I T
9 | Fluid Allocation | [7 empty] | Shell Side | [5 empty] | Tube Side | [7 empty] | Shell Side |  |  |  | Tube Side |  |  |  |  | Shell Side |  |  |  | Tube Side |  |  |  |  | Overdesign, Flowrate
10 | Fluid Name | [7 empty] | Hot Water | [5 empty] | Cooling Water | [5 empty] | Fluid Kind |  | Saturated |  |  |  | Saturated |  |  |  |  | *** |  |  |  | *** |  |  |  |  | 1
11 | Fluid Quantity, Total | [6 empty] | kg/h | 180000 | [5 empty] | 540000.1 | [5 empty] | Fluid in DB |  | H2O |  |  |  | H2O | [5 empty] | Input | Inlet | Outlet |  | Input | Inlet | Outlet |  | 180000 |  | x 1 |  |  |  | 540000.1 |  | x 1
12 |  | Vapor (In/Out) | [6 empty] | 0 |  |  | 0 |  |  | 0 |  |  | 0 |  |  |  |  | In |  | Out |  | In |  | Out |  |  | - N/A - | volume% |  |  | - N/A - | volume% |  |  |  | 0 |  | x 1 | 0 |  | x 1 | 0 |  | x 1 | 0 |  | x 1
13 |  | Liquid | [6 empty] | 0 |  |  | 0 |  |  | 0 |  |  | 0 |  |  | Saturation |  | No |  | No |  | No |  | No |  |  | *** | *** | *** | *** | *** | *** | *** | *** |  | 0 |  | x 1 | 0 |  | x 1 | 0 |  | x 1 | 0 |  | x 1
14 |  | Steam | [6 empty] | #VALUE! |  |  | #VALUE! |  |  | #VALUE! |  |  | #VALUE! |  |  | Vapor "x" |  | 0 |  | 0 |  | 0 |  | 0 |  | ΔPt | *** | *** | *** | *** | *** | *** | *** | *** |  | #VALUE! |  | x 1 | #VALUE! |  | x 1 | #VALUE! |  | x 1 | #VALUE! |  | x 1
15 |  | Water | [6 empty] | #VALUE! |  |  | #VALUE! |  |  | #VALUE! |  |  | #VALUE! |  |  | Temp., Sat. |  | #VALUE! |  | ℃ |  | #VALUE! |  | ℃ | #VALUE! | 0.5 | *** | *** | *** | *** | *** | *** | *** | *** |  | #VALUE! |  | x 1 | #VALUE! |  | x 1 | #VALUE! |  | x 1 | #VALUE! |  | x 1
16 | Temperature (In/Out) | [6 empty] | ℃ | 32 |  |  | 25 |  |  | 20 |  |  | 22.33 |  |  | Temp.,Input |  | 32 |  | 25 |  | 20 |  | 22.33 |  |  | *** | *** | *** | *** | *** | *** | *** | *** |  | Overdesign, Heat Duty
17 | Density | [6 empty] | kg/m3 | #VALUE! |  |  | #VALUE! |  |  | #VALUE! |  |  | #VALUE! | [6 empty] | ℃ |  |  |  | ℃ |  |  | *** | *** | *** | *** | *** | *** | *** | *** |  | 1
18 | Viscosity | [6 empty] | cP | #VALUE! |  |  | #VALUE! |  |  | #VALUE! |  |  | #VALUE! |  |  | Press., Inlet |  | 7 |  | bar.g |  | 3 |  | bar.g |  |  | *** | *** | *** | *** | *** | *** | *** | *** |  | #VALUE! |  | x 1
19 | Molecular Weight | [7 empty] | #VALUE! | [5 empty] | #VALUE! | [5 empty] | Fluid State |  | #VALUE! |  | #VALUE! |  | #VALUE! |  | #VALUE! |  |  | *** | *** | *** | *** | *** | *** | *** | ***
20 | Specific Heat | [6 empty] | kcal/kg℃ | #VALUE! |  |  | #VALUE! |  |  | #VALUE! |  |  | #VALUE! |  |  | Temp, Used |  | 32 |  | 25 |  | 20 |  | 22.33 |  |  | *** | *** | *** | *** | *** | *** | *** | *** |  | 4.1868 | kJ/kg.℃ |  |  | kJ/kg.℃ | #VALUE! |  |  | #VALUE! |  |  | #VALUE! |  |  | #VALUE!
21 | Thermal Conductivity | [6 empty] | kcal/mh℃ | #VALUE! |  |  | #VALUE! |  |  | #VALUE! |  |  | #VALUE! |  |  | Density |  | *** |  | kg/Nm3 |  | *** |  | kg/Nm3 |  |  | *** | *** | *** | *** | *** | *** | *** | *** |  | 0.86 | W/m.℃ |  |  | W/m.℃ | #VALUE! |  |  | #VALUE! |  |  | #VALUE! |  |  | #VALUE!
22 | Latent Heat | [6 empty] | kcal/kg | #VALUE! | [5 empty] | #VALUE! | [5 empty] | Flow | kg/h | 180000 |  |  |  | 540000.1 |  |  |  |  | *** | *** | *** | *** | *** | *** | *** | *** |  | 4.1868 | kJ/kg |  |  | kJ/kg | #VALUE! | [5 empty] | #VALUE!
23 | Inlet Pressure | [6 empty] | bar.g | 7 | [5 empty] | 3 | [6 empty] | M3/h | #VALUE! |  | #VALUE! |  | #VALUE! |  | #VALUE! |  |  | Total | *** | *** | *** | Total | *** | *** | ***
24 | Velocity, i / m / o | [6 empty] | m/sec |  |  | #VALUE! |  |  |  | #VALUE! |  | #VALUE! |  | #VALUE! |  | S. Heat, Mean |  | *** |  | *** |  | *** |  | *** |  |  | M. Weight | *** | *** | *** | M. Weight | *** | *** | *** | [6 empty] | kW | 860 | MW | 860000 | Mcal | 1000 | Gcal | 1000000
25 | Pressure Drop, Allow./Calc. | [6 empty] | #VALUE! | 0.5 |  |  | #VALUE! |  |  | 0.5 |  |  | #VALUE! |  |  | Enthalpy |  | #VALUE! |  | #VALUE! |  | #VALUE! |  | #VALUE! |  |  | Density | *** | *** | *** | Density | *** | *** | *** | kg/Nm3
26 | Fouling Resistance (Min.) |  |  |  |  | m2℃/W / |  | m2h℃/kcal | 0.000172 |  | / |  | 0.0002 |  | 0.000172 |  | / |  | 0.0002 |  | Heat Change |  |  | #VALUE! |  | kcal/h | #VALUE! |  | #VALUE! |  | % | Dew Point |  | * SO2 -> SO3, % | 3 | Dew Point |  | * SO2 -> SO3, % | 3 | [5 empty] | m2.℃/W | 0.000172 | [5 empty] | 0.000172
27 | Heat Duty |  |  | #VALUE! |  | kcal/h | #VALUE! |  | kW | MTD | #VALUE! |  | ℃ | H. T. Rate, Clean |  |  | #VALUE! |  | kcal/m2h℃ |  | Fld Cond,Hot or Cold |  |  |  |  | #VALUE! |  |  |  | Hgiven |  |  | Water | *** | *** | Water |  | *** | *** | ℃ |  |  | #VALUE! | [7 empty] | #VALUE! |  | x 1 | kW |  | #VALUE! | W/m2.℃
28 | H. T. Rate, Cal'd |  |  | #VALUE! |  | kcal/m2h℃ |  | H. T. Area, Req. |  |  | #VALUE! |  | m2 | Cleanliness Fac. |  |  | #VALUE! |  | % |  | No. of Zones |  |  |  |  | #VALUE! |  |  |  | 0 |  |  | Sulfuric | *** | *** | Sulfuric |  | *** | *** | ℃ |  |  | #VALUE! | [8 empty] | #VALUE! |  | W/m2.℃
29 | H. T. Rate,Service |  |  | #VALUE! |  | kcal/m2h℃ |  | H. T. Area, Act. |  |  | 129.8209 |  | m2 | H. T. Area Margin |  |  | #VALUE! |  | % |  | Zone installed |  |  | #VALUE! |  | #VALUE! |  | #VALUE! |  |  |  | Condensate, i / CD, EV / o | [8 empty] | #VALUE! |  | #VALUE! |  | #VALUE! | [6 empty] | #VALUE! |  | W/m2.℃
30 | C O N S T R U C T I O N O F O N E S H E L L | [13 empty] | Sketch (Bundle/Nozzle Orientaion) | [5 empty] | Zone Definition |  |  | #VALUE! |  | #VALUE! |  | #VALUE! |  | No. of Zones |  | x |  | *** | *** |  |  | *** | *** |  | #VALUE! |  | #VALUE! |  | #VALUE!
31 | [6 empty] | Shell Side |  |  |  | Tube Side | [9 empty] | Hydro | F/V | *** | Inlet | Out | Ph. Change |  | Inlet | Out | #VALUE! |  | Flowrate |  | *** | *** |  |  | *** | *** | kg/h | In | Out | Ph. Change |  | In | Out
32 | Design / Test Pressure |  |  |  |  | bar.g | 10 | F/V | as per Code |  | 5 | / | as per Code |  |  | *** | #VALUE! | #VALUE! |  | #VALUE! | 1.3 | Temperature |  | #VALUE! | #VALUE! | #VALUE! |  | #VALUE! | #VALUE! | [11 empty] | #VALUE! | #VALUE! | #VALUE! |  | #VALUE! | #VALUE!
33 | Design Temperature / MDMT |  |  |  |  | ℃ | 100 | / |  | 0 | 100 | / |  | 0 | [7 empty] | Enthalpy |  | #VALUE! | #VALUE! | #VALUE! | #VALUE! | #VALUE! | #VALUE! | [11 empty] | #VALUE! | #VALUE! | #VALUE! | #VALUE! | #VALUE! | #VALUE!
34 | No. Passes per Shell | [5 empty] | 1 |  |  |  | 1 | [9 empty] | Heat Change |  | Zone | #VALUE! |  | #VALUE! |  | #VALUE! | [12 empty] | #VALUE! |  | #VALUE! |  | #VALUE!
35 | Corrosion Allowance |  |  |  |  | mm | 3 |  |  |  | 3 |  | * Tube | 0 | [8 empty] | Sum | #VALUE! |  |  |  | #VALUE! | % | [11 empty] | #VALUE! |  |  |  | #VALUE! | %
36 | Connections |  |  | In |  |  | 8" |  | Flanged |  | 16" |  | Flanged | [7 empty] | Tube Bundle |  | Flow Area |  | 0.07236 | Horizontal |  | 0.064602 |  | m2 | Nozzle
37 |  | Size & |  | Out |  |  | 8" |  | Flanged |  | 16" |  | Flanged |  |  | #VALUE! | #VALUE! | #VALUE! |  | *** |  |  | Vel. |  | #VALUE! |  | #VALUE! | #VALUE! | #VALUE! | m/s |  | Shell I / O |  | Tube I / O
38 |  | Rating |  | In / Out |  |  | 150 lb |  |  |  | 150 lb |  |  |  |  | #VALUE! |  |  |  |  | Nozzle |  | Mat. | ASTM |  | pipe | ASTM |  | pipe |  | OD | #VALUE! | #VALUE! | #VALUE! | #VALUE! | MDMT
39 | Tube No. |  | 374 | STR's | OD | 19.05 | mm | Thk, | Avg. | 2.11 | mm | Length,Eff. |  | 5800 |  | mm | Pitch | 25.4 | mm |  |  |  |  | A 106-B |  |  | A 106-B |  |  |  | t | #VALUE! | #VALUE! | #VALUE! | #VALUE! | #VALUE! | #VALUE! |  |  |  | Shell Side | [5 empty] | Tube Side
40 | Tube Type |  | Plain | [7 empty] | Material |  |  | A 179 |  |  | → ◀ △ □ ◇ |  |  | 30 deg |  |  | Sch. | Sch.40 |  | Sch.40 | Sch.40 |  | Sch.40 |  | ID | #VALUE! | #VALUE! | #VALUE! | #VALUE! | [5 empty] | Gas Mixture
41 | Shell |  | A 516-70 |  |  | ID | 600 | Thk | 12 | mm | Shell Cover |  |  | *** |  |  | Thk | *** | mm | *** |  |  | Vel. | #VALUE! |  | #VALUE! | #VALUE! |  | #VALUE! | m/s | [10 empty] | Inlet | [5 empty] | Inlet
42 | Bonnet |  | A 516-70 |  |  | ID | 600 | Thk | 12 | mm | Bonnet Cover |  |  | A 516-70 |  |  | Thk | 12 | mm |  |  | Pitch Ratio / Pattern |  | 1.3333 |  | Triangular |  |  | 30 deg |  | Code tmin |  | Tube CA | [7 empty] | - N/A - |  | volume% |  | volume% | weight% | - N/A - |  | volume% |  | volume% | weight%
43 | Tubesheet |  | - Stationary |  | A 266 2 | [5 empty] | Tubesheet |  | - Floating |  | *** | [7 empty] | Tube Mat. Code | ASTM |  | MDMT> | #VALUE! | OD |  | t | Shell | Tube | 0 | [7 empty] | H2O |  | 27.5 |  | *** | *** | H2O |  | 5 |  | *** | ***
44 | Floating Head Cover |  |  |  | *** | [5 empty] | Impingement Protection |  |  |  | - N/A - | [5 empty] | #VALUE! | Tube Mat. |  | tube |  | A 179 |  | 19.05 |  | 2.11 | #VALUE! | #VALUE! | #VALUE! | [7 empty] | CO2 |  | 10 |  | *** | *** | CO2 |  | 0 |  | *** | ***
45 | Baffles-Cross |  |  |  | A 283-C |  | Type | Segmental |  |  | % Cut, Diam. |  | 25 |  | Spacing : c/c |  | 400 | Inlet | #VALUE! | mm |  | Nozzle at U-bend |  | 3/4" |  | Sch.40 |  | #VALUE! |  | #VALUE! | *** | *** | *** | NTIW | [6 empty] | N2 |  | 60 |  | *** | *** | N2 |  | 75 |  | *** | ***
46 | Baffles-Long |  |  |  | *** | [5 empty] | Seal Type |  | *** | [8 empty] | After | 50 | [5 empty] | B.W.G. |  |  |  |  | No | Plate Fin | [5 empty] | O2 |  | 2 |  | *** | *** | O2 |  | 20 |  | *** | ***
47 | Supports-Tube |  |  |  | *** |  |  | U-bend | *** |  | Type |  | *** | [8 empty] | Baffle/Support |  | ASTM |  | A 283-C |  |  | 14 | -> | #VALUE! |  | t, mm |  |  | Equiv. Fin Type |  |  |  |  | SO2 |  | 0.5 |  | *** | *** | SO2 |  | 0 |  | *** | ***
48 | Bypass Seal Arrangement |  |  |  | - N/A - | [5 empty] | Tube-Tubesheet Joint |  |  |  | Expanded | [6 empty] | Impingement Protection |  |  |  | A 240 304 | [9 empty] | Fin Area, p x pl | *** | mm2 | [6 empty] | *** | *** |  |  |  |  | *** | ***
49 | Expansion Joint |  |  |  | - N/A - | [5 empty] | Type |  | *** | [7 empty] | ρv2-Entrance | S~, ASME Material | [10 empty] | 2016. 6. 6. ! |  | Equiv. Fin Dia. |  | *** | mm | [6 empty] | *** | *** |  |  |  |  | *** | ***
50 | ρv2-Inlet Nozzle |  |  |  | #VALUE! |  |  | Bundle Entrance |  |  | #VALUE! |  |  | Bundle Exit |  | #VALUE! |  |  | kg/m.sec2 |  | 5953 |  | <- | ASTM | < Shell Mat. Code | [7 empty] | High Fin 추가 |  | Equiv. Hf |  | *** | mm | [6 empty] | *** | *** |  |  |  |  | *** | ***
51 | Gaskets-Shell Side |  |  |  | Non-asbestos | [5 empty] | Tube Side |  | Non-asbestos | [7 empty] | Connection |  |  | Shell Side |  |  |  | Tube Side |  |  |  |  | Fin Type |  | Wrapped-on | [9 empty] | *** | *** |  |  |  |  | *** | ***
52 | Insulation |  |  |  | Shell Side |  | - N/A - | mm |  |  | Tube Side Inlet |  |  | - N/A - | Outlet |  | - N/A - | mm | [5 empty] | ANSI |  | forging |  | ANSI |  | forging |  |  | Fin Material |  | Al | [9 empty] | *** | *** |  |  |  |  | *** | ***
53 | Code Requirements |  |  |  | ASME | [10 empty] | TEMA Class |  | R | [5 empty] | A 105 |  |  |  | A 105 |  |  |  |  | Hf | 15.9 | Df | *** |  |  |  |  | Total |  | 100 |  | *** | *** | Total |  | 100 |  | *** | ***
54 | Weight/Shell |  |  | #VALUE! |  |  |  | Filled with Water |  |  |  | #VALUE! |  |  |  | Bundle |  | #VALUE! |  | kg |  |  |  | Inlet |  | Outlet |  | Inlet |  | Outlet |  |  | tf | 0.45 | FPM | Pf |  |  |  |  | M. Weight |  | *** |  |  |  | M. Weight |  | ***
55 | Notes | [22 empty] | B.W. 이더라도 아래는 Flange 꺼로 해둘 것 ! | [8 empty] | FPI | 10 | *** | *** |  |  |  |  | Density |  | *** |  | kg/Nm3 |  | Density |  | *** |  | kg/Nm3
56 | *1) | [22 empty] | WN |  | WN |  | WN |  | WN |  |  | ai | 0.04659 | Raoi | [5 empty] | Dew Point |  | * SO2 -> SO3, % |  | 3 |  | Dew Point |  | * SO2 -> SO3, % |  | 3
57 | *2) | [22 empty] | 150 lb |  | 150 lb |  | 150 lb |  | 150 lb |  |  | ab | 0.059847 | #VALUE! | aunf | afin |  |  |  |  | Water | *** |  | ℃ |  |  | Water | *** |  | ℃
58 | *3) | [20 empty] | Flg Rating, Req. |  | #VALUE! |  |  |  | #VALUE! |  |  |  |  | ao | #VALUE! | = | *** | *** |  |  |  |  | Sulfuric | *** |  | ℃ |  |  | Sulfuric | *** |  | ℃
59 | *4) | [20 empty] | Projection |  |  | 200 |  |  |  | 200
60 | *5) | [20 empty] | Flange OD |  | #VALUE! |  | #VALUE! |  | #VALUE! |  | #VALUE! | [10 empty] | Shell Side | [5 empty] | Tube Side
| NTES | [18 empty] | Narai Thermal Engineering Services | [20 empty] | Moist Air
[23 empty] | S E T T I N G |  |  |  | Tube Side Inlet |  | Shell |  | Tube Side Outlet | [11 empty] | 적 용 | [5 empty] | 적 용
| Weight/Shell |  | Cal'd > | #VALUE! |  |  |  | Filled with Water |  |  |  | #VALUE! |  |  |  | Bundle |  | #VALUE! |  | kg |  |  | Insulation |  | Mineral Wool |  | 0 |  | 0 |  | 0 | mm | 80 | kg/m3 | [8 empty] | No | [5 empty] | No
|  |  | Input > | #VALUE! | [7 empty] | #VALUE! | [5 empty] | #VALUE! |  |  |  |  | Lagging |  | Al |  | 0 |  | 0.8 |  | 0 | mm | 2.7 | kg/m3 | [6 empty] | Temperature |  | 35 |  | ℃ |  | Temperature |  | 35 |  | ℃
[23 empty] | Insulation |  | : | [15 empty] | Pressure |  | 0 |  | bar.g |  | Pressure |  | 0 |  | bar.g
|  | PSV Capacity Estimation : |  |  |  | Shell Side PSV |  |  | 1 1/4" | x 1 -> | *** |  | x 1 = | *** |  | kg/h -> | *** | [23 empty] | Relative Humidity |  | 90 |  | % |  | Relative Humidity |  | 90 |  | %
[6 empty] | Tube Side PSV |  |  | 2" | x 1 -> | *** |  | x 1 = | *** |  | kg/h -> | *** | [23 empty] | Dew Point |  | #VALUE! |  | ℃ |  | Dew Point |  | #VALUE! |  | ℃
| DDERS | [18 empty] | Daedong E.R.S. Co., Ltd. | [20 empty] | Composition |  | volume% | weight% |  |  | Composition |  | volume% | weight% |  | Dry Air
| HYI |  |  | Shell Side PSV |  |  | - N/A - |  |  | Tube Side PSV |  |  | - N/A - | [6 empty] | Hanyang Industry Co., Ltd. | [20 empty] | H2O |  | #VALUE! | #VALUE! |  |  | H2O |  | #VALUE! | #VALUE! |  | 0
| dbi |  |  | 1 1/4" |  | ID | ASTM |  |  | 2" |  | ID | [7 empty] | dbi Corporation | [20 empty] | N2 |  | #VALUE! | #VALUE! |  |  | N2 |  | #VALUE! | #VALUE! |  | 78.084
|  |  |  | Sch.40 |  | *** | A 106-B |  |  | Sch.40 |  | *** | [10 empty] | HEI, Power Plant H/E, 6.2 Relief Valves | [17 empty] | O2 |  | #VALUE! | #VALUE! |  |  | O2 |  | #VALUE! | #VALUE! |  | 20.9476
|  |  |  | %Design Flowrate > | 100 |  | % |  |  | %Design Flowrate > | 100 |  | % |  | Fluid Kind | [7 empty] | #VALUE! | [17 empty] | Ar |  | #VALUE! | #VALUE! |  |  | Ar |  | #VALUE! | #VALUE! |  | 0.934
|  |  |  | Req. Flowrate > | *** |  | Water |  |  | Req. Flowrate > | *** |  | Water |  | < "Water" or "Sat." or "S/H" | [7 empty] | g | 32.2 | lbm-ft/lbf.sec2 |  |  | Gravitational Constant | [12 empty] | CO2 |  | #VALUE! | #VALUE! |  |  | CO2 |  | #VALUE! | #VALUE! |  | 0.0314
|  |  |  | PSV Capa. > | *** |  |  |  |  | PSV Capa. > | *** | [11 empty] | Δp | #VALUE! | psi | #VALUE! | #VALUE! | Net Difference in the Design Pressures between the Shell and Tube Sides | [12 empty] | Total |  | #VALUE! | #VALUE! |  |  | Total |  | #VALUE! | #VALUE! |  | 99.997
|  |  |  | Total > | *** |  | 1 | ea |  | Total > | *** |  | 1 | ea | Tube Side |  | TS | Shell Side |  |  | Counter |  | k | 0.46 | <- | #VALUE! |  | Resistance Coefficient
|  |  |  | %Design Flowrate > | *** |  | *** |  |  | %Design Flowrate > | *** |  | *** |  | B | #VALUE! | 3 | #VALUE! | E | M | After |  | ρ | #VALUE! | lbm/ft3 | #VALUE! | kg/m3 | Density of the Discharging Fluid |  |  |  |  | at | #VALUE! | #VALUE!
|  |  |  | Flanged |  |  | ANSI |  |  | Flanged |  |  |  |  | 1 | No. of Shell Cross Flow |  |  |  | #VALUE! |  |  | Rupture Flow Velocity
|  |  |  | WN |  |  | forging |  |  | WN | [12 empty] | V | = | ( 2 x ( 144 x g x Δp ) / k / ρ )^0.5 |  |  |  |  | = | #VALUE! | ft/sec
|  |  |  | 150 lb |  |  | A 105 |  |  | 150 lb | [5 empty] | - N/A - | #VALUE! |  | #VALUE! |  |  |  | d | 0.58386 | in |  |  | Tube ID
|  |  | Flg Rating, Req. > | #VALUE! | [5 empty] | #VALUE! | [12 empty] | μ | = | #VALUE! | cP
[23 empty] | Re | = | 124 d V ρ / μ |  |  | = | #VALUE!
| *1) | Tubesheet |  | : | B 265 2 cladded. |  |  |  | 7.8 | mm, min. | [12 empty] | f | = | 0.049 Re^( -0.2 ) |  |  | = | #VALUE!
| *2) | Tube Side |  | : | Rubber lined. |  |  | Epoxy Coating | [14 empty] | k | = | 0.44 + 1.5 x ( 4 f ) + 0.048 x ( 4 f )^0.5 | [5 empty] | = | #VALUE! | #VALUE!
| *3) | Cathodic protection |  |  |  | : | Sacrificial Anodes | [8 empty] | - N/A - | #VALUE! |  | #VALUE! |  |  |  | Relief Valve Flowrate
[23 empty] | Q | = | 4.9 x V x d^2
[24 empty] | = | #VALUE! |  | gal/min
[24 empty] | = | #VALUE! |  | m3/h
[9 empty] | - N/A - | #VALUE! | #VALUE! |  | - N/A - |  |  | - N/A - | #VALUE! |  | #VALUE! |  |  |  |  | = | #VALUE! |  | kg/h
[9 empty] | - N/A - | #VALUE! | #VALUE! |  | - N/A - |  |  | - N/A - | #VALUE! |  | #VALUE!
[9 empty] | - N/A - | #VALUE! | #VALUE! |  | - N/A - |  |  | - N/A - | #VALUE! |  | ***
[9 empty] | - N/A - | #VALUE! | #VALUE! |  | - N/A - |  |  | - N/A - | #VALUE! |  | ***
↑
- N/A -
[16 empty] | - N/A - | ↑ | ↑
Note on C68: Cell is filled !
Note on G68: Cell is filled !
Note on G69: Cell is filled !
Note on I18: Cell id filled !
Note on I25: Cell is filled !
Note on J68: Cell is filled !
Note on J69: Cell is filled !
Note on J89: Cell is filled !
Note on J96: Cell is filled !
Note on J98: Cell is filled !
Note on J105: Cell is filled !
Note on K47: Cell is filled !
Note on K68: Cell is filled !
Note on K69: Cell is filled !
Note on L68: Cell is filled !
Note on L69: Cell is filled !
Note on M25: Cell is filled !
Note on N68: Cell is filled !
Note on N69: Cell is filled !
Note on O18: Cell is filled !
Note on O68: Cell is filled !
Note on O69: Cell is filled !
Note on Q33: Cell is filled !
Note on Q40: Cell is filled !
Note on Q68: Cell is filled !
Note on Q69: Cell is filled !
Note on Q80: Cell is filled !
Note on Q87: Cell is filled !
Note on Q89: Cell is filled !
Note on Q96: Cell is filled !
Note on Q98: Cell is filled !
Note on Q105: Cell is filled !
Note on Q107: Cell is filled !
Note on Q114: Cell is filled !
Note on R46: Cell is filled !
Note on R68: Cell is filled !
Note on R69: Cell is filled !
Note on S25: Cell is filled !
Note on T54: Cell is Filled !
Note on U18: Cell is filled !
Note on V46: Impingement Rqruirements RCB-4.61 Max. Value 2,232 non-abrasive single phase fluids ( liquids, gases, or vapors ) 744 all other liquids incl. sat. liquid Yes all other gases and vapors incl. steam and sat. vapors HEI Table 3 6,000 subcooled liquids 1,500 near sat. liquid 3,000 gases and vapors Yes abrasive fluids
Note on V52: RCB-4.62 Max. Value
Note on W33: F/V in case of Vacuum Design
Note on W52: Cell is filled !
Note on X33: Tube Side Vacuum design
Note on AA6: Cell is filled !
Note on AB4: Cell is filled !
Note on AS13: Cell is filled !
Note on AT58: 2 ~ 5
Note on AY13: Cell is filled !
Please refer to
" Schematic Dimensional Outline "
Please refer to
" General Assembly "
1

## DI
D E S I G N I N F O R M A T I O N
1 | Project |  |  | P | [10 empty] | Job No. |  | Later
2 | Client |  |  | A | [10 empty] | Doc. No. |  | DI - S&T - 100
3 | Contractor |  |  | B | [10 empty] | Date |  | 2014. 1. 1.
4 | Code/Standard |  |  | ASME | [10 empty] | Revision |  | 0
5 | Service of Unit |  |  | H/E Name | [10 empty] | Item No. |  | Later
6 | Size |  | Shell 600 ID x 5800 Length,Eff. |  |  |  |  | Type | B E M |  | Installation |  | Horizontal |  | No. of Shells / Unit |  |  | 1 |  | ***
7 | [6 empty] | TEMA Class |  | R | [5 empty] | No. of Units |  |  | 1
8 | * TEMA Type > |  |  | B | E | M | T Y P E D E S I G N A T I O N | [14 empty] | Gross Vol., m3 |  |  |  |  | Kettle Type |  |  | Head | Cone
9 |  | Front Head, Channel |  |  | Front Tubesheet |  |  |  | Shell |  |  |  | Rear Tubesheet |  |  | Rear Head | [5 empty] | Shell |  |  | 1.6399 |  | 0 | Steam Space |  | 0 | 0
10 |  | B |  |  | 3 |  |  |  | E |  |  |  | 3 |  |  | M | [5 empty] | Shell Cover |  |  | 0 |  | 0 | Liquid Space incl. tubes
11 | [21 empty] | Tube Outside |  |  | 0.61827 |  | 0 | Steam Density |  |  | kg/m3
12 | [26 empty] | 0 | Steam Flowrate |  |  | m3/h
13 | [21 empty] | Channel |  |  | #VALUE! | *** | 0 | Steam Space Load |  |  | m3/h / m3 |  | SA | SAshell | Lcord | SAcone
14 | [21 empty] | Channel Cover |  |  | #VALUE! | *** | 0 | Steam Leaving Vel |  |  | m/sec |  | *** | *** | *** | ***
15 | [21 empty] | Tube Inside |  |  | 0.37469 |  | 0 | Liquid Density |  |  | kg/m3
16 | [32 empty] | 2019. 4. 5. !
17 | [21 empty] | Net Vol. |  |  |  |  | Fluid Weight, kg | [5 empty] | Surface Area
18 | 2011. 6. 6. | [20 empty] | Shell Side |  |  | 1.0216 |  | #VALUE! |  |  |  |  | Shell | 11.3701 | m2
19 | A + 2 | = | C |  |  |  | Saddle Height |  | STD | #VALUE! | [9 empty] | 2011. 6. 6. |  | Tube Side |  |  | #VALUE! |  | #VALUE! |  |  |  |  | Channel | #VALUE! | m2
20 | A + 4 | = | N |  |  |  | to Shell CL |  | Input | 600 | [7 empty] | 4 + L | = | N |  | Total |  |  | #VALUE! |  | #VALUE! |  | * Oper.
21 | T U B E A R R A N G E M E N T | [22 empty] | Baffle Cut |  |  | #VALUE! |  | * Filled with Water
22 |  |  | NzIn ID > | #VALUE! |  | Entrance | Exit | #VALUE! | < NzOut ID |  |  |  |  | Nozzle | In | Out | [7 empty] | Horizontal
23 |  | Impingement> | - N/A - | Shell Area |  | #VALUE! | #VALUE! | m2 | #VALUE! | #VALUE! | < h1 - h2 |  | #VALUE! | Size | 16" | 16" | Shell TL |  | #VALUE! |  |  | Baffle |  |  |  | Shell Nozzle |  |  | Min. |  | Shell Inlet Nozzle
24 | STD > | 10 |  | Bundle Area |  | #VALUE! | #VALUE! | m2 |  | NTIW |  |  |  |  | Flanged | Flanged | #VALUE! |  | #VALUE! | 250 |  | %Cut, Area |  | #VALUE! | Inlet | 8" | Flanged | 2 | #VALUE! |  | ***
25 |  | 10 |  | Velocity |  | #VALUE! | #VALUE! | m/s | 92 | No | [11 empty] | %Cut, Dia. |  | 25 | Outlet | 8" | Flanged | *** | 0 | < Interm. Tube Support Spacing / Qty
26 | [7 empty] | 82 | [13 empty] | Cut |  | Horizontal | No. of Baffles |  | 13 | -> | #VALUE! |  | tmin. | Input
27 |  |  |  |  | #VALUE! |  |  |  | 208 | [13 empty] | Spacing, Center | 400 | MUTS | Inlet | 500 | -> | #VALUE! | Trans. | #VALUE! | 10 | #VALUE!
28 | [9 empty] | UTL, Min. | [12 empty] | Cross-flow Width | 600 | #VALUE! | Outlet | 500 | -> | #VALUE! | Long. | *** | 8
29 |  |  |  | 10 |  | 0 | 1st Tube |  |  | #VALUE! | [12 empty] | Center Tube Q'ty | 22
30 | 600 | 580 |  |  |  |  | 0 |  |  |  |  | #VALUE! |  |  |  | SETL | 5800 | [5 empty] | Fpa, Cross-flow | 0.07236 |  | Pass Partition, tmin. |  |  | *** |  | Impingement Plate |  |  | - N/A -
31 |  | Act. |  |  | Shift of 1st Tb Loc.> | No | No | [8 empty] | SETL + B.R. | 6090 | [8 empty] | A 516-70 |  |  | 10 |  | Min. | 45 deg -> |  | 50 | selected !
32 |  | OTL | [13 empty] | Shell Lgt | 6340 |  |  |  |  | Clearance | [5 empty] | TEMA Max. |  |  | Dia. | *** | mm | 6 | t
33 |  | #VALUE! |  |  | Add. Shift of x0 to px/2 > | No | [15 empty] | Shell ID - Baffle OD |  |  | > | #VALUE! | #VALUE! | #VALUE! | #VALUE!
34 | [9 empty] | Bonnet Cover | [6 empty] | Shell Cover > | 2:1 Ellipsoidal |  |  |  | Tube Hole - Tube OD |  |  | > | 0.8 | <- | 0.8 | <- TEMA Standard |  |  |  |  | B / N
35 | [9 empty] | 2:1 Ellipsoidal | [11 empty] | Shell Girth Flange |  |  | forging |  | A 266 2 |  |  |  | Std Thick > | *** |  | *** | *** | 2011. 6. 22.
36 | [11 empty] | 2019. 2. 22 ! |  |  |  | Shell Lgt | #VALUE! |  | #VALUE! |  |  | N. Size | *** |  | TEMA |  | WN |  | 150 lb |  | Std Weight > | *** |  |  |  | OD of RF Face
37 |  | Tube Type |  |  | Plain | STR. Tube |  |  |  |  | Shell Cover, HE Mounting > | *** | < | Yes |  | Shell TL | #VALUE! |  | #VALUE! | 250 |  |  |  |  | Jacket Metal,SUS |  |  | A 193-B7,<=2.5" |  |  | Flg OD > | *** |  |  |  | *** | *** | < BCD
38 |  | Tube OD |  |  | 19.05 |  | 2.11 | t |  |  | Shell t > | 12 |  | *** | [7 empty] | Bonnet Girth Flange |  |  | forging |  | A 266 2 |  |  |  | Std Thick > | #VALUE! |  | #VALUE! | #VALUE!
39 |  | Tube Pitch |  |  | 25.4 | [5 empty] | Shell ID > | 1500 |  |  | deg | *** |  |  |  | M/H |  | N. Size | #VALUE! |  | TEMA |  | WN |  | 150 lb |  | Std Weight > | #VALUE!
40 |  | Pitch Pattern |  |  | Triangular | [9 empty] | 30 | 200 |  |  |  | 0 | [10 empty] | Flg OD > | #VALUE! |  |  |  | #VALUE! | #VALUE! | < BCD
41 |  | No. of Tube Passes |  |  |  | 1 |  |  |  | Channel ID |  |  |  | *** | [5 empty] | 24" |  | Code |  | ASME | [6 empty] | Saddle / Lug
42 |  | No. of Tie Rod, Min. |  |  |  | #VALUE! | Dia. | #VALUE! |  | *** | [9 empty] | 133.3333 |  | Standard |  | TEMA |  | Class | R |  |  |  | Mat. Code |  | ASTM
43 |  | Tube Q'ty |  | Given | 374 |  | STR's | [16 empty] | Shell Side |  |  | Tube Side |  |  |  | Material |  | A 283-C
44 |  |  |  | Max. below UTL | #VALUE! |  | #VALUE! |  | Max., OTL > | #VALUE! |  |  |  | 300 | < Extrusion Lgt of Channel, 2019. 2. 22 ! | [6 empty] | Design Press. |  | 10 | bar.g |  | 5 | bar.g |  |  |  |  | 2010. 12. 13.
45 |  | tubele / SMTTL |  |  | 5800 |  | 5880 |  |  | #VALUE! | [6 empty] | Kettle Type, "K", Rear Head, "U" |  |  |  |  | Design Temp. |  | 100 | ℃ |  | 100 | ℃ | Tamb. | 20 |  |  | Vacuum Design
46 | S T R E N G T H C A L C U L A T I O N | [20 empty] | C.A. |  | 3 |  |  | 3 | [5 empty] | Shell Side |  | Yes | Tube Side |  | No
47 | Description |  |  | Mateiral |  |  |  |  | Type / Cond. |  |  |  | ID | Joint | Thickness, mm |  |  |  | Remark |  |  | Mat. Code |  | ASTM |  |  |  |  | ID | t | OD | Pamb> | #VALUE! |  | bar.g | #VALUE! |  | bar.g | <- | 0 | kg/cm2.g
48 |  |  |  | Code | Kind |  | Spec. No. | [5 empty] | mm | Eff. | Min. | Req. | Used | Judge | tvac | MDMT | ℃ | Shell |  | plate |  | A 516-70 |  |  | 600 | 12 |  | Pint> | #VALUE! |  | bar.g | #VALUE! |  | bar.g | <- | -1.0332 | kg/cm2.g
49 | Shell |  |  | ASTM | plate |  | A 516-70 | [5 empty] | 600 | 0.85 | #VALUE! | #VALUE! | 12 | #VALUE! | #VALUE! | #VALUE! |  |  |  | 12" |  | Sch.40 |  |  | #VALUE! | #VALUE! | #VALUE! |  | #VALUE! |  |  | 0
50 | Shell Girth Flange |  |  | *** | *** |  | *** |  |  |  | *** |  | mm: ***; Req.: ***; Used: 25; Judge: ***; Shell: Shell Cover |  | Service > |  | General
51 | Shell Cover |  |  | *** | *** |  | *** |  | *** |  | Redu% | 15 | *** | 1 | *** | *** | *** | *** | 0 |  |  | Bonnet |  | plate |  | A 516-70 |  |  | 600 | 12 |  |  | 0 |  |  | 0
52 | Bonnet |  |  | ASTM | plate |  | A 516-70 | [5 empty] | 600 | 0.85 | #VALUE! | #VALUE! | 12 | #VALUE! | 0 | #VALUE! |  |  |  | 12" |  | Sch.40 |  |  | #VALUE! | #VALUE! | #VALUE!
53 | Bonnet Girth Flange |  |  | ASTM | forging |  | A 266 2 |  |  |  | Confined |  | mm: 600; Req.: #VALUE!; Used: 25; Judge: #VALUE! | Bonnet Cover | Service > |  | General | [7 empty] | B / N
54 | Bonnet Cover |  |  | ASTM | plate |  | A 516-70 |  | 2:1 Ellipsoidal |  | Redu% | 15 | 600 | 1 | #VALUE! | #VALUE! | 12 | #VALUE! | 0 |  |  |  | Channel Cover | forging |  | A 266 2 |  |  | Bolted |  | 5 | Groove Depth |  | *** | ***
55 | Channel Cover |  |  | *** | *** |  | *** |  | *** |  | *** |  | *** | 1 |  | *** | 50 | *** | OD | *** |  | - Flange |  | TEMA |  | WN |  | 150 lb |  |  | Std Thick > | ***
56 | Channel Cover Flange |  |  | *** | *** |  | *** |  |  |  | *** |  | mm: ***; Req.: ***; Used: 30; Judge: ***; Shell: - Gasket |  | Confined |  |  | Jacket Metal,SUS |  |  |  | Std Weight > | ***
57 | Tubesheet, Stationary |  |  | ASTM | forging |  | A 266 2 |  | Welded | [5 empty] | #VALUE! | #VALUE! | 40 | #VALUE! | OD | #VALUE! |  | N. Size | *** |  |  | Bolt | A 193-B7,<=2.5" |  |  |  | Flg OD > | ***
58 | Notes | [11 empty] | Shell: TS, Stationary |  | forging |  | A 266 2
59 | *1) | [11 empty] | Shell: - Groove Depth |  |  | Shell | 0 | Tube | 5
60 | *2) | [11 empty] | Shell: - Gasket |  | Raised Face
| NTES | [11 empty] | MDMT: Narai Thermal Engineering Services | [6 empty] | 2011. 6. 3. 추가, Integral, Welded, Ring ! 추후 그림 추가 요 !
Note on J33: Cell is filled !
Note on J34: Cell is filled !
Note on K28: Cell is filled !
Note on K47: Cell is filled !
Note on Q21: Cell is filled !
Note on R31: Cell is filled !
Note on S31: Cell is filled !
Note on Z29: Maximum Unsupported Tube Span
Note on AE33: Cell is filled !
Note on AH29: Cell is filled !
Note on AH30: Cell is filled !
'A'
'B'
'D'
'1'
'3'
'4'
'E'
'G'
'F'
'H'
'X'
'J'
'K'
'L'
'M'
'U'
'W'
'S'
'T'
'2'
'1'
'3'
'4'
'2'
UTL
OTL
ID
T.L.
T.L.
NWL

## B1U
S C H E M A T I C D I M E N S I O N A L O U T L I N E
1 | Project |  |  | P | [10 empty] | Job No. |  | Later
2 | Client |  |  | A | [10 empty] | Doc. No. |  | SDO - S&T - 100
3 | Contractor |  |  | B | [10 empty] | Date |  | 2020. 1. 10.
4 | Code/Standard |  |  | ASME | [6 empty] | ASME Stamp |  | No |  | Revision |  | 0
5 | Service Of Unit |  |  | *** | [10 empty] | Item No. |  | *** |  |  |  | Horizontal | < installation
6 | Size |  | *** | [7 empty] | Type |  | *** |  | No. of Shells / Unit |  |  | *** |  |  | B | < Front Head, Channel
7 | Surface/Shell, Eff. |  |  | *** |  | m2 |  |  |  |  | Class |  | *** |  | No. of Units |  |  | *** |  |  | 1 | < Front Tubesheet
8 |  |  |  |  | Shell Side |  |  | Tube Side | [6 empty] | Shell Side |  |  | Tube Side |  |  | E | < Shell
9 | Fluid Name |  |  |  | *** |  |  | ***
10 | Press., In |  |  | bar.g | *** |  |  | *** |  |  | Design Press. |  |  | bar.g | *** |  |  | *** |  |  | U | < Rear Head
11 | Temp., In / Out |  |  | ℃ | *** |  |  | *** |  |  | Design Temp. |  |  | ℃ | *** |  |  | *** |  |  | No | < 적용
12 | No. of Passes |  |  |  | *** |  |  | *** |  |  | Corrosion Allow. |  |  | mm | *** |  |  | ***
13
14
15
16
17
18 | [9 empty] | ***
19 |  |  |  |  | *** |  |  |  |  | ***
20
21 | [20 empty] | Shell Type |  | Rear Head Type
22 |  |  | t |  | #VALUE! |  | #VALUE! | [5 empty] | *** | #VALUE! |  |  | t |  |  |  | E |  | M
23 |  |  | *** | [13 empty] | *** |  |  |  | Nozzle at U-bend
24 | [20 empty] | After
25 |  | *** | *** | [13 empty] | *** | ***
26 | [8 empty] | SETL | ***
27
28 | [20 empty] | No. of Shell Cross Flows
29 | [20 empty] | #VALUE!
30 | [20 empty] | Tube Side | Shell Side | Flow Pattern
31 |  |  |  |  | #VALUE! |  | #VALUE! | [5 empty] | *** | #VALUE! | [6 empty] | #VALUE! | #VALUE! | Counter
32
33
34
35
36 | M A T E R I A L S | [9 empty] | N O Z Z L E L I S T
37 | Description |  |  |  | Specification | [5 empty] | Mk | Service |  |  |  | Q'ty | Size | Type | Rating | Face | S~, ASME Material
38 | Shell |  |  |  | *** |  |  | Q'ty | *** | t | N1 | Shell Side Inlet |  |  |  | 1 | *** | *** | *** |  |  | <- | ASTM | < Shell Mat. Code
39 | Shell Girth Flange |  |  |  | *** |  |  | *** | *** | t | N2 | Shell Side Outlet |  |  |  | 1 | *** | *** | ***
40 | Shell Cover |  |  |  | *** |  |  | *** | *** | t | N3 | Tube Side Inlet |  |  |  | 1 | *** | *** | ***
41 | Bonnet |  |  |  | *** |  |  | *** | *** | t | N4 | Tube Side Outlet |  |  |  | 1 | *** | *** | ***
42 | Bonnet Girth Flange |  |  |  | *** |  |  | *** | *** | t |  | Shell Side PSV |  |  |  | *** | *** | *** | *** |  | - N/A -
43 | Bonnet Cover |  |  |  | *** |  |  | *** | *** | t |  | Tube Side PSV |  |  |  | *** | *** | *** | *** |  | - N/A -
44 | Channel Cover |  |  |  | *** |  |  | *** | *** | t
45 | Channel Cover Flange |  |  |  | *** |  |  | *** | *** | t
46 | Tube |  |  |  | *** |  |  | *** | ***
47 |  |  |  |  | *** |  | OD | *** | *** | t | S E T T I N G
48 | Tubesheet |  |  |  | *** |  |  | *** | *** | t |  |  |  |  | Tube Inlet |  | Shell |  | Tube Outlet |  | S E T T I N G |  |  |  | Tube Side Inlet | Shell |  |  | Tube Side Outlet
49 | Baffle |  |  |  | *** |  |  | *** | *** | t | Insulation |  |  |  | - N/A - |  | - N/A - |  | - N/A - |  | Insulation |  | Mineral Wool | 0 | 0 t | Mineral Wool | 0 | 0 t | Mineral Wool | 0 | 0 t
50 | Bafle, Long. |  |  |  | *** |  |  | *** | *** | t | [10 empty] | Lagging |  | Al | 0 | 0 t | Al | 0.8 | 0.8 t | Al | 0 | 0 t
51 | Impingement Plate |  |  |  | *** |  |  | *** | *** | t | L O A D I N G D A T A | [9 empty] | - N/A - | A 240 304 |  | 6
52 | Pass Partition |  |  |  | *** |  |  | *** | *** | t | Empty |  | *** |  | kg
53 | Support Saddle |  |  |  | *** | [5 empty] | Oper. |  | *** |  | kg
54 | [10 empty] | Full Water |  | *** |  | kg
55 | Notes
56 | *1) | Data shown above may be changed in acc. with detail design.
57 | *2) | Parts not shown above will be duly provided as far as required.
58 | *3)
59 | *4)
60 | *5)
| NTES | [18 empty] | Narai Thermal Engineering Services
Note on W5: Cell is filled !
Note on W40: Cell is filled !
1

## A1U
S C H E M A T I C D I M E N S I O N A L O U T L I N E
1 | Project |  |  | P | [10 empty] | Job No. |  | Later
2 | Client |  |  | A | [10 empty] | Doc. No. |  | SDO - S&T - 100
3 | Contractor |  |  | B | [10 empty] | Date |  | 2020. 1. 10.
4 | Code/Standard |  |  | ASME | [6 empty] | ASME Stamp |  | No |  | Revision |  | 0
5 | Service Of Unit |  |  | *** | [10 empty] | Item No. |  | *** |  |  |  | Horizontal | < installation
6 | Size |  | *** | [7 empty] | Type |  | *** |  | No. of Shells / Unit |  |  | *** |  |  | A | < Front Head, Channel
7 | Surface/Shell, Eff. |  |  | *** |  | m2 |  |  |  |  | Class |  | *** |  | No. of Units |  |  | *** |  |  | 1 | < Front Tubesheet
8 |  |  |  |  | Shell Side |  |  | Tube Side | [6 empty] | Shell Side |  |  | Tube Side |  |  | E | < Shell
9 | Fluid Name |  |  |  | *** |  |  | ***
10 | Press., In |  |  | bar.g | *** |  |  | *** |  |  | Design Press. |  |  | bar.g | *** |  |  | *** |  |  | U | < Rear Head
11 | Temp., In / Out |  |  | ℃ | *** |  |  | *** |  |  | Design Temp. |  |  | ℃ | *** |  |  | *** |  |  | No | < 적용
12 | No. of Passes |  |  |  | *** |  |  | *** |  |  | Corrosion Allow. |  |  | mm | *** |  |  | ***
13
14
15
16
17
18 | [9 empty] | ***
19 |  |  |  |  | *** |  |  |  |  | ***
20
21 | [20 empty] | Shell Type |  | Rear Head Type
22 |  |  | t |  | #VALUE! |  | #VALUE! | [5 empty] | *** | #VALUE! |  |  | t |  |  |  | E |  | M
23 |  |  | *** | [13 empty] | *** |  |  |  | Nozzle at U-bend
24 | [20 empty] | After
25 |  | *** | *** | [13 empty] | *** | ***
26 | [8 empty] | SETL | ***
27
28 | [20 empty] | No. of Shell Cross Flows
29 | [20 empty] | #VALUE!
30 | [20 empty] | Tube Side | Shell Side | Flow Pattern
31 |  |  |  |  | #VALUE! |  | #VALUE! | [5 empty] | *** | #VALUE! | [6 empty] | #VALUE! | #VALUE! | Counter
32
33
34
35
36 | M A T E R I A L S | [9 empty] | N O Z Z L E L I S T
37 | Description |  |  |  | Specification | [5 empty] | Mk | Service |  |  |  | Q'ty | Size | Type | Rating | Face | S~, ASME Material
38 | Shell |  |  |  | *** |  |  | Q'ty | *** | t | N1 | Shell Side Inlet |  |  |  | 1 | *** | *** | *** |  |  | <- | ASTM
39 | Shell Girth Flange |  |  |  | *** |  |  | *** | *** | t | N2 | Shell Side Outlet |  |  |  | 1 | *** | *** | ***
40 | Shell Cover |  |  |  | *** |  |  | *** | *** | t | N3 | Tube Side Inlet |  |  |  | 1 | *** | *** | ***
41 | Bonnet |  |  |  | *** |  |  | *** | *** | t | N4 | Tube Side Outlet |  |  |  | 1 | *** | *** | ***
42 | Bonnet Girth Flange |  |  |  | *** |  |  | *** | *** | t |  | Shell Side PSV |  |  |  | *** | *** | *** | *** |  | - N/A -
43 | Bonnet Cover |  |  |  | *** |  |  | *** | *** | t |  | Tube Side PSV |  |  |  | *** | *** | *** | *** |  | - N/A -
44 | Channel Cover |  |  |  | *** |  |  | *** | *** | t
45 | Channel Cover Flange |  |  |  | *** |  |  | *** | *** | t
46 | Tube |  |  |  | *** |  |  | *** | ***
47 |  |  |  |  | *** |  | OD | *** | *** | t | S E T T I N G
48 | Tubesheet |  |  |  | *** |  |  | *** | *** | t |  |  |  |  | Tube Inlet |  | Shell |  | Tube Outlet |  | S E T T I N G |  |  |  | Tube Side Inlet | Shell |  |  | Tube Side Outlet
49 | Baffle |  |  |  | *** |  |  | *** | *** | t | Insulation |  |  |  | - N/A - |  | - N/A - |  | - N/A - |  | Insulation |  | Mineral Wool | 0 | 0 t | Mineral Wool | 0 | 0 t | Mineral Wool | 0 | 0 t
50 | Bafle, Long. |  |  |  | *** |  |  | *** | *** | t | [10 empty] | Lagging |  | Al | 0 | 0 t | Al | 0.8 | 0.8 t | Al | 0 | 0 t
51 | Impingement Plate |  |  |  | *** |  |  | *** | *** | t | L O A D I N G D A T A | [9 empty] | - N/A - | A 240 304 |  | 6
52 | Pass Partition |  |  |  | *** |  |  | *** | *** | t | Empty |  | *** |  | kg
53 | Support Saddle |  |  |  | *** | [5 empty] | Oper. |  | *** |  | kg
54 | [10 empty] | Full Water |  | *** |  | kg
55 | Notes
56 | *1) | Data shown above may be changed in acc. with detail design.
57 | *2) | Parts not shown above will be duly provided as far as required.
58 | *3)
59 | *4)
60 | *5)
| NTES | [18 empty] | Narai Thermal Engineering Services
Note on W5: Cell is filled !
Note on W40: Cell is filled !
1

## S-tubeB33M
S C H E M A T I C D I M E N S I O N A L O U T L I N E
1 | Project |  |  | P | [10 empty] | Job No. |  | Later
2 | Client |  |  | A | [10 empty] | Doc. No. |  | SDO - S&T - 100
3 | Contractor |  |  | B | [10 empty] | Date |  | 2020. 1. 10.
4 | Code/Standard |  |  | ASME | [6 empty] | ASME Stamp |  | No |  | Revision |  | 0
5 | Service Of Unit |  |  | H/E Name | [10 empty] | Item No. |  | Later |  |  |  | Horizontal | < installation
6 | Size |  | Shell 600 ID x 5800 Length,Eff. | [7 empty] | Type |  | B E M |  | No. of Shells / Unit |  |  | 1 |  |  | B | < Front Head, Channel
7 | Surface/Shell, Eff. |  |  | 129.8209 |  | m2 |  |  |  |  | Class |  | R |  | No. of Units |  |  | 1 |  |  | 3 | < Front Tubesheet
8 |  |  |  |  | Shell Side |  |  | Tube Side | [6 empty] | Shell Side |  |  | Tube Side |  |  | E | < Shell
9 | Fluid Name |  |  |  | Hot Water |  |  | Cooling Water | [12 empty] | 3 | < Rear Tubesheet
10 | Press., In |  |  | bar.g | 7 |  |  | 3 |  |  | Design Press. |  |  | bar.g | 10 |  |  | 5 |  |  | M | < Rear Head
11 | Temp., In / Out |  |  | ℃ | 32 / 25 |  |  | 20 / 22.3 |  |  | Design Temp. |  |  | ℃ | 100 |  |  | 100 |  |  | Yes | < 적용
12 | No. of Passes |  |  |  | 1 |  |  | 1 |  |  | Corrosion Allow. |  |  | mm | 3 |  |  | 3
13
14
15
16
17
18 | [9 empty] | #VALUE!
19 |  |  |  |  | #VALUE! |  |  |  |  | 5800 |  |  |  |  | #VALUE!
20
21 | [20 empty] | Shell Type |  | Rear Head Type
22 |  |  | t |  | *** |  | #VALUE! |  |  |  |  | t | #VALUE! |  | #VALUE! | [5 empty] | E |  | M
23 |  |  | 12 | [8 empty] | 12 | [8 empty] | ntps
24 | [20 empty] | 1
25 |  | 624 | 600 |  |  |  |  | Tube Lgt, Eff. |  |  | 624 | 600
26 | [7 empty] | 5800
27
28 | [20 empty] | No. of Shell Cross Flows
29 | [20 empty] | #VALUE!
30 | [20 empty] | Tube Side | Shell Side | Flow Pattern
31 |  |  |  |  | #VALUE! |  | #VALUE! | [5 empty] | #VALUE! |  | *** | [5 empty] | #VALUE! | #VALUE! | Counter
32
33
34
35
36 | M A T E R I A L S | [9 empty] | N O Z Z L E L I S T
37 | Description |  |  |  | Specification | [5 empty] | Mk | Service |  |  |  | Q'ty | Size | Type | Rating | Face | S~, ASME Material
38 | Shell |  |  |  | A 516-70 |  |  | Q'ty | 12 | t | N1 | Shell Side Inlet |  |  |  | 1 | 8" | Flanged | 150 lb |  |  | <- | ASTM
39 | Shell Girth Flange |  |  |  | *** |  |  | *** | *** | t | N2 | Shell Side Outlet |  |  |  | 1 | 8" | Flanged | 150 lb
40 | Shell Cover |  |  |  | *** |  |  | *** | *** | t | N3 | Tube Side Inlet |  |  |  | 1 | 16" | Flanged | 150 lb
41 | Bonnet |  |  |  | A 516-70 |  |  | 2 | 12 | t | N4 | Tube Side Outlet |  |  |  | 1 | 16" | Flanged | 150 lb
42 | Bonnet Girth Flange |  |  |  | A 266 2 |  |  | 2 | 25 | t |  | Shell Side PSV |  |  |  | *** | *** | *** | *** |  | - N/A - |  | M/H
43 | Bonnet Cover |  |  |  | A 516-70 |  |  | 2 | 12 | t |  | Tube Side PSV |  |  |  | *** | *** | *** | *** |  | - N/A - |  | Yes
44 | Channel Cover |  |  |  | *** |  |  | *** | *** | t | MS | Shell Side M/H |  |  |  | 1 | 20" | Flanged | 150lb |  |  | Shell Side M/H |  |  |  | 1 | 20" | Flanged | 150lb
45 | Channel Cover Flange |  |  |  | *** |  |  | *** | *** | t | MT | Tube Side M/H |  |  |  | 2 | 20" | Flanged | 150lb |  |  | Tube Side M/H |  |  |  | 2 | 20" | Flanged | 150lb
46 | Tube |  |  |  | Plain |  |  | 374 | STR's
47 |  |  |  |  | A 179 |  | OD | 19.05 | 2.11 | t | S E T T I N G
48 | Tubesheet |  |  |  | A 266 2 |  |  | 2 | 40 | t |  |  |  |  | Tube Inlet |  | Shell |  | Tube Outlet |  | S E T T I N G |  |  |  | Tube Side Inlet | Shell |  |  | Tube Side Outlet
49 | Baffle |  |  |  | A 283-C |  |  | #VALUE! | 10 | t | Insulation |  |  |  | - N/A - |  | - N/A - |  | - N/A - |  | Insulation |  | Mineral Wool | 0 | 0 t | Mineral Wool | 0 | 0 t | Mineral Wool | 0 | 0 t
50 | Bafle, Long. |  |  |  | *** |  |  | *** | *** | t | [10 empty] | Lagging |  | Al | 0 | 0 t | Al | 0.8 | 0.8 t | Al | 0 | 0 t
51 | Impingement Plate |  |  |  | *** |  |  | *** | *** | t | L O A D I N G D A T A | [9 empty] | - N/A - | A 240 304 |  | 6
52 | Pass Partition |  |  |  | *** |  |  | *** | *** | t | Empty |  | #VALUE! |  | kg
53 | Support Saddle |  |  |  | A 283-C | [5 empty] | Oper. |  | #VALUE! |  | kg
54 | [10 empty] | Full Water |  | #VALUE! |  | kg
55 | Notes
56 | *1) | Data shown above may be changed in acc. with detail design.
57 | *2) | Parts not shown above will be duly provided as far as required.
58 | *3)
59 | *4)
60 | *5)
| NTES | [18 empty] | Narai Thermal Engineering Services
Note on L46: Cell is filled !
Note on L47: Cell is filled !
Note on M46: Cell is filled !
Note on M47: Cell is filled !
Note on Q46: Cell is filled !
Note on Q47: Cell is filled !
Note on R46: Cell is filled !
Note on R47: Cell is filled !
Note on S46: Cell is filled !
Note on S47: Cell is filled !
Note on T46: Cell is filled !
Note on T47: Cell is filled !
Note on W5: Cell is filled !
Note on W40: Cell is filled !
MT
MS
1

## KU
S C H E M A T I C D I M E N S I O N A L O U T L I N E
1 | Project |  |  | P | [10 empty] | Job No. |  | Later
2 | Client |  |  | A | [10 empty] | Doc. No. |  | SDO - S&T - 100
3 | Contractor |  |  | B | [10 empty] | Date |  | 2020. 1. 10.
4 | Code/Standard |  |  | ASME | [6 empty] | ASME Stamp |  | No |  | Revision |  | 0
5 | Service Of Unit |  |  | *** | [10 empty] | Item No. |  | *** |  |  |  | Horizontal | < installation
6 | Size |  | *** | [7 empty] | Type |  | *** |  | No. of Shells / Unit |  |  | *** |  |  |  | < Front Head, Channel
7 | Surface/Shell, Eff. |  |  | *** |  | m2 |  |  |  |  | Class |  | *** |  | No. of Units |  |  | *** |  |  |  | < Front Tubesheet |  |  | 2019. 2. 22 !
8 |  |  |  |  | Shell Side |  |  | Tube Side | [6 empty] | Shell Side |  |  | Tube Side |  |  | K | < Shell |  |  | ***
9 | Fluid Name |  |  |  | *** |  |  | *** | [12 empty] | - N/A - | < Rear Tubesheet |  |  | - N/A - | < Shell Cover, HE Mounting
10 | Press., In |  |  | bar.g | *** |  |  | *** |  |  | Design Press. |  |  | bar.g | *** |  |  | *** |  |  | U | < Rear Head
11 | Temp., In / Out |  |  | ℃ | *** |  |  | *** |  |  | Design Temp. |  |  | ℃ | *** |  |  | *** |  |  | No | < 적용
12 | No. of Passes |  |  |  | *** |  |  | *** |  |  | Corrosion Allow. |  |  | mm | *** |  |  | ***
13
14
15
16
17
18
19
20 | [8 empty] | ***
21 |  |  |  |  | *** |  |  |  | *** | [7 empty] | t
22 | [16 empty] | ***
23
24 |  |  | t | [11 empty] | ***
25 |  |  | *** | [8 empty] | Demister |  |  |  | NWL | *** | ***
26
27 |  | *** | ***
28 | [9 empty] | SETL | ***
29
30
31
32
33
34
35
36 | M A T E R I A L S | [9 empty] | N O Z Z L E L I S T
37 | Description |  |  |  | Specification | [5 empty] | Mk | Service |  |  |  | Q'ty | Size | Type | Rating | Face | S~, ASME Material
38 | Shell |  |  |  | *** |  |  | Q'ty | *** | t | N1 | Shell Side Inlet |  |  |  | 1 | *** | *** | *** |  |  | <- | ASTM | < Shell Mat. Code
39 | Shell Girth Flange |  |  |  | *** |  |  | *** | *** | t | N2 | Shell Side Outlet |  |  |  | 1 | *** | *** | ***
40 | Shell Cover |  |  |  | *** |  |  | *** | *** | t | N3 | Tube Side Inlet |  |  |  | 1 | *** | *** | ***
41 | Bonnet |  |  |  | *** |  |  | *** | *** | t | N4 | Tube Side Outlet |  |  |  | 1 | *** | *** | ***
42 | Bonnet Girth Flange |  |  |  | *** |  |  | *** | *** | t |  | Shell Side PSV |  |  |  | *** | *** | *** | *** |  | - N/A - |  | M/H
43 | Bonnet Cover |  |  |  | *** |  |  | *** | *** | t |  | Tube Side PSV |  |  |  | *** | *** | *** | *** |  | - N/A - |  | Yes
44 | Channel Cover |  |  |  | *** |  |  | *** | *** | t | MS | Shell Side M/H |  |  |  | 1 | 20" | Flanged | 150 lb |  |  |  |  | Shell Side M/H |  |  |  | 1 | 20" | Flanged | 150 lb
45 | Channel Cover Flange |  |  |  | *** |  |  | *** | *** | t
46 | Tube |  |  |  | *** |  |  | *** | U's
47 |  |  |  |  | *** |  | OD | *** | *** | t | S E T T I N G
48 | Tubesheet |  |  |  | *** |  |  | *** | *** | t |  |  |  |  | Tube Inlet |  | Shell |  | Tube Outlet |  | S E T T I N G |  |  |  | Tube Side Inlet | Shell |  |  | Tube Side Outlet
49 | Baffle |  |  |  | *** |  |  | *** | *** | t | Insulation |  |  |  | - N/A - |  | - N/A - |  | - N/A - |  | Insulation |  | Mineral Wool | 0 | 0 t | Mineral Wool | 0 | 0 t | Mineral Wool | 0 | 0 t
50 | Bafle, Long. |  |  |  | *** |  |  | *** | *** | t | [10 empty] | Lagging |  | Al | 0 | 0 t | Al | 0.8 | 0.8 t | Al | 0 | 0 t
51 | Pass Partition |  |  |  | *** |  |  | *** | *** | t | L O A D I N G D A T A
52 | Support Saddle |  |  |  | *** | [5 empty] | Empty |  | *** |  | kg
53 | [10 empty] | Oper. |  | *** |  | kg
54 | [10 empty] | Full Water |  | *** |  | kg
55 | Notes
56 | *1) | Data shown above may be changed in acc. with detail design.
57 | *2) | Parts not shown above will be duly provided as far as required.
58 | *3)
59 | *4)
60 | *5)
| NTES | [18 empty] | Narai Thermal Engineering Services
Note on L46: Cell is filled !
Note on M46: Cell is filled !
Note on Q46: Cell is filled !
Note on R46: Cell is filled !
Note on S46: Cell is filled !
Note on T46: Cell is filled !
Note on W5: Cell is filled !
Note on W40: Cell is filled !
N4
N3
N2
N1
MS
PSV
1

## HT
H E A T T R A N S F E R
1 | Project |  | P | [10 empty] | Job No. |  | Later
2 | Client |  | A | [10 empty] | Doc. No. |  | HT - S&T - 100
3 | Contractor |  | B | [10 empty] | Date |  | 2014. 1. 1.
4 | Code/Standard |  | ASME | [6 empty] | Shell Conn. |  | *** |  | Revision |  | 0
5 | Service of Unit |  | H/E Name | [6 empty] | No. of Shells / Unit |  |  | 1 | Item No. |  | Later
6 | Size | Shell 600 ID x 5800 Length,Eff. |  |  |  |  | Type | B E M |  | No. of Zones |  | #VALUE! |  |  | No. of Passes | Shell | 1 | Tube | 1
7 | Oper. Case |  | Design Case |  |  |  | Shell | E |  | Shell | #VALUE! | Tube | #VALUE! | Flow Pattern |  | Counter
8 | P R O C E S S D A T A
9 | Zone | #VALUE! |  |  | #VALUE! |  |  | #VALUE! |  |  | #VALUE! |  |  | #VALUE! |  |  | #VALUE!
10 | Install / Heat | #VALUE! |  | / | #VALUE! |  |  | Yes |  | / | #VALUE! |  |  | #VALUE! |  | / | #VALUE!
11 | HT Mode | #VALUE! |  |  | #VALUE! |  |  | #VALUE! |  |  | #VALUE! |  |  | #VALUE! |  |  | #VALUE! | [5 empty] | Gas Mixture
12 |  | Shell Side |  |  | Tube Side |  |  | Shell Side |  |  | Tube Side |  |  | Shell Side |  |  | Tube Side | [5 empty] | Shell Side |  |  |  | Tube Side
13 | Fluid Kind | [6 empty] | Saturated |  |  | Saturated | [13 empty] | volume% |  |  | volume%
14 | Fluid in DB | [6 empty] | H2O |  |  | H2O | [11 empty] | *** |  | *** |  | *** | ***
15 | Flowrate | [6 empty] | 180000 |  |  | 540000.1 | [8 empty] | kg/h |  |  | *** |  | *** |  | *** | ***
16 |  | In | Mean | Out | In | Mean | Out | In | Mean | Out | In | Mean | Out | In | Mean | Out | In | Mean | Out |  |  |  | *** |  | *** |  | *** | ***
17 | Saturation | [6 empty] | No | #VALUE! | No | No | #VALUE! | No | [9 empty] | *** |  | *** |  | *** | ***
18 | Vapor ' x ' | [6 empty] | 0 | 0 | 0 | 0 | 0 | 0 | [9 empty] | *** |  | *** |  | *** | ***
19 | Press. | [6 empty] | #VALUE! |  |  | #VALUE! | [8 empty] | kg/cm2.g |  |  | *** |  | *** |  | *** | ***
20 | Temp. | #VALUE! | #VALUE! | #VALUE! | #VALUE! | #VALUE! | #VALUE! | #VALUE! | #VALUE! | #VALUE! | #VALUE! | #VALUE! | #VALUE! | #VALUE! | #VALUE! | #VALUE! | #VALUE! | #VALUE! | #VALUE! | ℃ |  |  | *** |  | *** |  | *** | ***
21 | Fouling Resistance | [6 empty] | 0.0002 |  |  | 0.0002 | [8 empty] | m2.h.℃/kcal |  |  | *** |  | *** |  | *** | ***
22 | LMTD/F/MTD | #VALUE! |  | #VALUE! |  | #VALUE! |  | #VALUE! |  | #VALUE! |  | #VALUE! |  | #VALUE! |  | #VALUE! |  | #VALUE! |  |  |  |  | *** |  | *** |  | *** | ***
23 | MTD, Weighted | [8 empty] | #VALUE! |  |  | #VALUE! | [9 empty] | *** |  | *** |  | *** | ***
24 | M E C H A N I C A L D A T A | [21 empty] | Total |  | *** |  | Total | ***
25 | Type |  |  | Tube |  |  |  | Tube Arrangement |  |  |  | Shell Flow
26 | Installation | Horizontal |  | Type |  | Plain |  | No. of Passes |  | 1 |  | ID |  | 600 |  | Cross-flow Wdt |  |  | 600 |  | U_element(htelem, inst, tubeod, tubet, tubel, tubenpass, ntps, tubecd, pchtype, pch, pchl, sfpa, finh, fint, fpi, fincd, sftype, sfnm, smk, stm, spi, sfr, tftype, tfnm, tmk, ttm, tpi, tfr, no)
27 | Tube Mat. | A 179 |  | OD |  | 19.05 |  | Pitch Pattern |  | Triangular |  | Baffle Cut, %Dia. |  |  | 25 | Center Tube Q'ty |  |  | 22
28 | Fin Type | *** |  | t |  | 2.11 |  | Pitch |  | 25.4 |  | Baffle Spacing, CC |  |  | 400 | Fpa, Cross-flow |  |  | 0.07236
29 | Fin Height | *** |  | ID |  | 14.83 |  | Tube Q'ty |  | 374 | STR's | Baffle Spacing, In |  |  | #VALUE! | Baffle Clear |  |  | #VALUE!
30 | Fin t | *** |  | T. Conduct. |  | #VALUE! |  | Tube Leff |  | 5800 |  | Baffle Spacing, Out |  |  | #VALUE! | Tube Hole Clear |  |  | 0.8
31 | FPI | *** |  | Fin OD |  | *** |  | OTL |  | 580 |  | No. of Baffles |  |  | #VALUE! | Long. Baffle Thick |  |  | 8 |  | Y0 Value |  | 25.4
32 | Fin T. Cond. | *** |  | - Equiv. Dia. |  |  |  | Fin Material |  | *** | [5 empty] | Baffle Cut |  | Horizontal |  |  | X0 Value |  | 25.4
33 | P R E D I C T I O N
34 | Zone | #VALUE! | [5 empty] | #VALUE! | [5 empty] | #VALUE! | [7 empty] | sdsi | sdso | tdsi | tdso
35 |  | Sin | #VALUE! | Mean |  | Sout | #VALUE! | Sin | Tout | Mean |  | Sout | Tin | Sin | #VALUE! | Mean |  | Sout | #VALUE! |  |  | #VALUE! | #VALUE! | #VALUE! | #VALUE!
37 | Temp. | #VALUE! | #VALUE! | #VALUE! | #VALUE! | #VALUE! | #VALUE! | #VALUE! | #VALUE! | #VALUE! | #VALUE! | #VALUE! | #VALUE! | #VALUE! | #VALUE! | #VALUE! | #VALUE! | #VALUE! | #VALUE! | ℃ |  | szti | szto | tzti | tzto
38 | Density | #VALUE! | #VALUE! | #VALUE! | #VALUE! | #VALUE! | #VALUE! | #VALUE! | #VALUE! | #VALUE! | #VALUE! | #VALUE! | #VALUE! | #VALUE! | #VALUE! | #VALUE! | #VALUE! | #VALUE! | #VALUE! | kg/m3 |  | #VALUE! | #VALUE! | #VALUE! | #VALUE! | kg/m.h
39 | Velocity | #VALUE! | [7 empty] | #VALUE! | [9 empty] | m/sec |  | No. of Seal Strips
40 | Viscosity | #VALUE! |  | #VALUE! |  | #VALUE! |  | #VALUE! | #VALUE! | #VALUE! | #VALUE! | #VALUE! | #VALUE! | #VALUE! |  | #VALUE! |  | #VALUE! |  | kg/m.h |  | 0
41 | Mass Velocity |  |  | #VALUE! | #VALUE! |  |  |  |  | #VALUE! | #VALUE! |  |  |  |  | #VALUE! | #VALUE! |  |  | kg/m2.h |  |  | NTCC | #VALUE!
42 | Renolds No. |  |  | #VALUE! | #VALUE! |  |  |  |  | #VALUE! | #VALUE! |  |  |  |  | #VALUE! | #VALUE! |  |  |  | Nu
43 | J Factor | #VALUE! |  | #VALUE! |  | #VALUE! |  | #VALUE! |  | #VALUE! |  | #VALUE! |  | #VALUE! |  | #VALUE! |  | #VALUE! |  |  | #VALUE! | #VALUE! | J1 | #VALUE!
44 | Corr. Fac. |  |  | #VALUE! | #VALUE! |  |  |  |  | #VALUE! | #VALUE! |  |  |  |  | #VALUE! | #VALUE! | [5 empty] | J2 | #VALUE!
45 | h Value | #VALUE! | #VALUE! | #VALUE! | #VALUE! | #VALUE! | #VALUE! | #VALUE! | #VALUE! | #VALUE! | #VALUE! | #VALUE! | #VALUE! | #VALUE! | #VALUE! | #VALUE! | #VALUE! | #VALUE! | #VALUE! | kcal/m2.h.℃ |  |  | J3 | #VALUE!
46 | hrad |  |  | #VALUE! | #VALUE! |  |  | #VALUE! | #VALUE! | #VALUE! | #VALUE! | #VALUE! | #VALUE! |  |  | #VALUE! | #VALUE! |  |  | kcal/m2.h.℃ |  |  | J4 | #VALUE!
47 | Uc / Cl. Fac. | #VALUE! |  | #VALUE! |  | % |  | #VALUE! |  | #VALUE! |  | % |  | #VALUE! |  | #VALUE! |  | % |  | % |  |  | J5 | #VALUE!
48 | Ucal'd | #VALUE! |  | #VALUE! |  | #VALUE! |  | #VALUE! |  | #VALUE! |  | #VALUE! |  | #VALUE! |  | #VALUE! |  | #VALUE! |  | kcal/m2.h.℃ |  |  | Jlowf | #VALUE!
49 | Temp., Wall | #VALUE! | #VALUE! | #VALUE! | #VALUE! | #VALUE! | #VALUE! | #VALUE! | #VALUE! | #VALUE! | #VALUE! | #VALUE! | #VALUE! | #VALUE! | #VALUE! | #VALUE! | #VALUE! | #VALUE! | #VALUE! | ℃
50 | DSH -> CD | #VALUE! | #VALUE! |  |  | #VALUE! | #VALUE! | [6 empty] | #VALUE! | #VALUE! |  |  | #VALUE! | #VALUE! | Tsat. | #VALUE!
51 | h multiplier |  |  | 0 | 0 |  |  |  |  | 0 | 0 | % |  |  |  | 0 | 0 |  |  |  | * ' Partial ' shall be added in future !
52 | h, Adjusted |  |  | #VALUE! | #VALUE! |  |  | #VALUE! | #VALUE! | #VALUE! | #VALUE! | #VALUE! | #VALUE! |  |  | #VALUE! | #VALUE! |  |  | kcal/m2.h.℃
53 | U multiplier |  |  | #VALUE! |  | % |  |  |  | #VALUE! |  | % |  |  |  | #VALUE! |  | %
54 | Uc |  |  | #VALUE! | [5 empty] | #VALUE! | [5 empty] | #VALUE! |  |  |  | kcal/m2.h.℃
55 | Clean. Fac. |  |  | #VALUE! | [5 empty] | #VALUE! |  | Ud,Weighted |  |  |  | #VALUE! |  |  |  | %
56 | Ud |  |  | #VALUE! | [5 empty] | #VALUE! |  | #VALUE! |  |  |  | #VALUE! |  |  |  | kcal/m2.h.℃
57 | HTA, Req. |  |  | #VALUE! | [5 empty] | #VALUE! |  | HTAa | Margin |  |  | #VALUE! |  |  |  | m2
43 | HTA, Req., Total | [8 empty] | #VALUE! |  | 129.8209 | #VALUE! | % | [5 empty] | m2
58 | Press. Drop | [6 empty] | 1 | #VALUE! | #VALUE! | #VALUE! | #VALUE! | 1 | 2019. 6. 19. ! | [5 empty] | #VALUE!
59 | Tube | [8 empty] | #VALUE! | #VALUE! |  |  | Tube Insde Surface | [5 empty] | In | Out | In | Out | Rb | #VALUE!
60 | Nozzle | [8 empty] | #VALUE! | #VALUE! | 2015. 12. 26. |  | rough | [5 empty] | #VALUE! | #VALUE! | #VALUE! | #VALUE! | Rl | #VALUE!
61 | Tube In/Out | [7 empty] | NTIW |  | #VALUE! | Tube Form | [9 empty] | #VALUE! | #VALUE!
62 | Window/Turn | [7 empty] | No | #VALUE! | #VALUE! | STR's | [7 empty] | gw > | #VALUE! |  | Ntcw > | #VALUE!
63
64 | Notes | [9 empty] | 2019. 6. 19. !
65 | *1) | [9 empty] | Bend Factor
66 | *2) | [8 empty] | Nb = | ***
67 | *3)
| NTES | [17 empty] | Narai Thermal Engineering Services
[10 empty] | dPo, Tube |  | Zukauskas |  | Bell-Delaware |  | 2018. 5. 5 !
[8 empty] | Jacob |  | #VALUE! |  | #VALUE! | %dev | #VALUE! | %dev | < ho
[8 empty] | Bell-Delaware |  | #VALUE! |  | #VALUE! | #VALUE! | #VALUE! | #VALUE! | < U
Note on O25: Cell is filled !

## HT_1 zone
H E A T T R A N S F E R C A L C U L A T I O N, 1 Zone Only
1 | Project |  | P | [8 empty] | Job No. |  | Later
2 | Client |  | A | [8 empty] | Doc. No. |  | HT - S&T - 100
3 | Contractor |  | B | [8 empty] | Date |  | 2015. 4. 19.
4 | Code/Standard |  | ASME |  |  |  |  | Shell Conn. |  | *** |  | Revision |  | 0
5 | Service of Unit |  | H/E Name |  |  |  |  | No. of Shells / Unit |  |  | 1 | Item No. |  | Later
6 | Size |  | Shell 600 ID x 5800 Length,Eff. |  |  | Type | B E M | No. of Zones |  | #VALUE! |  |  | No. of Passes | Shell | 1 | Tube | 1
7 | Oper. Case |  | Design Case |  |  | Shell | E | Shell | #VALUE! | Tube | #VALUE! | Flow Pattern |  | Counter
8 | P R O C E S S D A T A | [16 empty] | Gas Mixture
9 |  |  |  | Shell Side |  |  |  | Tube Side | [9 empty] | Shell Side |  |  |  | Tube Side
10 | Fluid Kind |  |  | Saturated |  |  |  | Saturated | [11 empty] | volume% |  |  |  | volume%
11 | Fluid in DB |  |  | H2O |  |  |  | H2O | [9 empty] | *** |  | *** |  | *** |  | ***
12 | Flowrate |  |  | 180000 |  |  |  | 540000.1 | [5 empty] | kg/h |  |  |  | *** |  | *** |  | *** |  | ***
13 |  |  |  | Inlet | Mean |  | Outlet | Inlet |  | Mean |  | Outlet | [5 empty] | *** |  | *** |  | *** |  | ***
14 | Saturation |  |  | No | No |  | No | No |  | #VALUE! |  | No | [5 empty] | *** |  | *** |  | *** |  | ***
15 | Vapor ' x ' |  |  | 0 | 0 |  | 0 | 0 |  | 0 |  | 0 | [5 empty] | *** |  | *** |  | *** |  | ***
16 | HT Mode |  |  | #VALUE! |  |  |  | #VALUE! | [9 empty] | *** |  | *** |  | *** |  | ***
17 | Press. |  |  | #VALUE! |  |  |  | #VALUE! | [5 empty] | kg/cm2.g |  |  |  | *** |  | *** |  | *** |  | ***
18 | Temp. |  |  | #VALUE! | #VALUE! |  | #VALUE! | #VALUE! |  | #VALUE! |  | #VALUE! |  | ℃ |  |  |  | *** |  | *** |  | *** |  | ***
19 | Fouling Resistance |  |  | 0.0002 |  |  |  | 0.0002 | [5 empty] | m2.h.℃/kcal |  |  |  | *** |  | *** |  | *** |  | ***
20 | Heat Duty |  |  | #VALUE! | [9 empty] | kcal/h |  |  |  | *** |  | *** |  | *** |  | ***
21 | LMTD / P / R |  |  | #VALUE! |  |  | #VALUE! |  |  | #VALUE! | [7 empty] | Total |  | *** |  | Total |  | ***
22 | F / MTD |  |  | #VALUE! |  |  |  | #VALUE! | [5 empty] | ℃
23 | M E C H A N I C A L D A T A
24 | Type |  |  | Tube |  |  | Tube Arrangement |  |  | Shell Flow
25 | Installation | Horizontal |  | Type | Plain |  | No. of Passes | 1 |  | ID |  | 600 |  | Cross-flow Wdt |  |  | 600
26 | Tube Mat. | A 179 |  | OD | 19.05 |  | Pitch Pattern | Triangular |  | Baffle Cut, %Dia. |  |  | 25 | Center Tube Q'ty |  |  | 22 | tfpa
27 | Fin Type |  |  | t | 2.11 |  | Pitch | 25.4 |  | Baffle Spacing, CC |  |  | 400 | Fpa, Cross-flow |  |  | 0.07236 | 0.064602
28 | Fin Height |  |  | ID | 14.83 |  | Tube Q'ty | 374 | STR's | Baffle Spacing, In |  |  | #VALUE! | Baffle Clear |  |  | #VALUE!
29 | Fin t |  |  | T. Conduct. | #VALUE! |  | Tube Leff | 5800 |  | Baffle Spacing, Out |  |  | #VALUE! | Tube Hole Clear |  |  | 0.8 | Y0 Value |  | 25.4
30 | FPI |  |  | Fin OD |  |  | OTL | 580 |  | No. of Baffles |  |  | #VALUE! | Long. Baffle Thick |  |  | 8 | X0 Value |  | 25.4
31 | Fin T. Cond. |  |  | - Equiv. Dia. |  |  | Fin Material | [6 empty] | Baffle Cut |  | Horizontal
32 | P R E D I C T I O N
33 |  |  |  | Sin | Tout |  | Mean |  |  | Sout |  | Tin
34 | Temp. |  |  | #VALUE! | #VALUE! |  | #VALUE! | #VALUE! |  | #VALUE! |  | #VALUE! |  | ℃
35 | Density |  |  | #VALUE! | #VALUE! |  | #VALUE! | #VALUE! |  | #VALUE! |  | #VALUE! |  | kg/m3 |  |  |  | #VALUE! | #VALUE! | #VALUE! | #VALUE! | < sdsi / sdso tdsi / tdso
37 | Viscosity |  |  | #VALUE! | #VALUE! |  | #VALUE! | #VALUE! |  | #VALUE! |  | #VALUE! |  | kg/m.h |  |  |  | #VALUE! | #VALUE! | #VALUE! | #VALUE! | < szti / szto tzti / tzto
38 | Velocity |  |  | #VALUE! | #VALUE! |  | #VALUE! | #VALUE! |  | #VALUE! |  | #VALUE! |  | m/sec |  |  |  | No. of Seal Strips
39 | Mass Velocity |  |  | #VALUE! | #VALUE! |  | #VALUE! | #VALUE! |  | #VALUE! |  | #VALUE! |  | kg/m2.h |  |  |  | 0 |  | NTCC | #VALUE!
40 | Renolds No. |  |  | #VALUE! | #VALUE! |  | #VALUE! | #VALUE! |  | #VALUE! |  | #VALUE! | [5 empty] | Nu
41 | J Factor |  |  | #VALUE! |  |  | #VALUE! |  |  | #VALUE! | [7 empty] | #VALUE! | #VALUE! | J1 | #VALUE!
42 | Corr. Factor |  |  | #VALUE! | #VALUE! |  | #VALUE! | #VALUE! |  | #VALUE! |  | #VALUE! | [7 empty] | J2 | #VALUE!
43 | h Value |  |  | #VALUE! | #VALUE! |  | #VALUE! | #VALUE! |  | #VALUE! |  | #VALUE! |  | kcal/m2.h.℃ | [5 empty] | J3 | #VALUE!
44 | Uc / Clean. Factor |  |  | #VALUE! | #VALUE! |  | #VALUE! | #VALUE! |  | #VALUE! |  | #VALUE! |  | kcal/m2.h.℃ / % | [5 empty] | J4 | #VALUE!
45 | Ucal'd |  |  | #VALUE! |  |  | #VALUE! |  |  | #VALUE! |  |  |  | kcal/m2.h.℃ | [5 empty] | J5 | #VALUE!
46 | Temp., Film |  |  | #VALUE! | #VALUE! |  | #VALUE! | #VALUE! |  | #VALUE! |  | #VALUE! |  | ℃ | [5 empty] | Jlowf | #VALUE!
47 | h multiplier |  |  | 0 | 0 |  | 0 | 0 |  | 0 |  | 0 |  | % |  |  |  | U_element( htelem, inst, tubeod, tubet, tubel, tubenpass, ntps, tubecd, pchtype, pch, pchl, sfpa, finh, fint, fpi, fincd, sftype, sfnm, smk, stm, spi, sfr, tftype, tfnm, tmk, ttm, tpi, tfr, no)
48 | h, Adjusted |  |  | #VALUE! | #VALUE! |  | #VALUE! | #VALUE! |  | #VALUE! |  | #VALUE! |  | kcal/m2.h.℃
49 | U multiplier |  |  | #VALUE! |  |  | #VALUE! |  |  | #VALUE! |  |  |  | %
50 | Uc / Clean. Factor |  |  | #VALUE! | #VALUE! |  | #VALUE! | #VALUE! |  | #VALUE! |  | #VALUE! |  | kcal/m2.h.℃ / %
51 | Ud |  |  | #VALUE! |  |  | #VALUE! |  |  | #VALUE! |  |  |  | kcal/m2.h.℃ |  |  |  | uvalue( hoc, hor, fro, hic, hir, fri, htelem, fintype, tubeod, tubet, tubecd, finh, fint, fpi, fincd, no)
52 | Temp., Film |  |  | #VALUE! | #VALUE! |  | #VALUE! | #VALUE! |  | #VALUE! |  | #VALUE! |  | ℃ |  |  |  | walltemp( too, hoc, hor, htelem, aeff, ti, hic, hir, raoi, ud, no)
53 | Temp., Wall |  |  | #VALUE! | #VALUE! |  | #VALUE! | #VALUE! |  | #VALUE! |  | #VALUE! |  | ℃ |  |  |  | walltemp2( too, hoc, hor, fro, htelem, aeff, ti, hic, hir, fri, raoi, ud, no)
54 | HTA, Req. | [5 empty] | #VALUE! | [6 empty] | m2
55 | HTA, Act. | [5 empty] | 129.8209 | [6 empty] | m2
56 | HTA, Margin | [5 empty] | #VALUE! | [6 empty] | %
57 | Uservice | [5 empty] | #VALUE! | [6 empty] | kcal/m2.h.℃ |  |  |  | In | Out | In | Out | Rb | #VALUE!
43 | Press. Drop |  |  | 1 | #VALUE! |  | #VALUE! | #VALUE! |  | #VALUE! |  | 1 |  | #VALUE! |  |  |  | #VALUE! | #VALUE! | #VALUE! | #VALUE! | Rl | #VALUE!
58 | Tube | [5 empty] | #VALUE! | #VALUE! | [11 empty] | #VALUE! | #VALUE!
59 | Nozzle | [5 empty] | #VALUE! | #VALUE! |  | 2015. 12. 26. | [7 empty] | gw > | #VALUE! |  | Ntcw > | #VALUE!
60 | Tube In/Out | [6 empty] | #VALUE! |  | Tube Form
61 | Window/Turn | [5 empty] | #VALUE! | #VALUE! |  | STR's
62
63
64 | Notes
65 | *1)
66 | *2)
67 | *3)
| NTES | [15 empty] | Narai Thermal Engineering Services

## T.Dist
T E M P E R A T U R E D I S T R I B U T I O N
1 | Project |  |  | P | [10 empty] | Job No. |  | Later
2 | Client |  |  | A | [10 empty] | Doc. No. |  | TDST - S&T - 100
3 | Contractor |  |  | B | [10 empty] | Date |  | 2019. 4. 15.
4 | Code/Standard |  |  | ASME | [10 empty] | Revision |  | 0
5 | Service Of Unit |  |  | H/E Name | [10 empty] | Item No. |  | Later
6
7 | Load |  |  | Design Case | [10 empty] | Sheet No. |  | 1 | of |  | 1
8 | P R O C E S S D A T A
9 |  |  |  |  | Shell Side |  |  | Tube Side | [6 empty] | Shell Side |  |  | Tube Side
10 | Fluid Name |  |  |  | Hot Water |  |  | Cooling Water | [12 empty] | Yes | < 적용
11 | Press., In |  |  | bar.g | 7 |  |  | 3 |  |  | Design Press. |  |  | bar.g | 10 |  |  | 5
12 | Temp., In / Out |  |  | ℃ | 32 | / | 25 | 20 | / | 22.33 | Design Temp. |  |  | ℃ | 100 |  |  | 100 | /
13 | No. of Passes |  |  |  | 1 |  |  | 1 |  |  | Corrosion Allow. |  |  | mm | 3 |  |  | 3
14 | C A L C U L A T I O N | [19 empty] | Flow Pattern
15 | [20 empty] | Counter
16 | [10 empty] | I N L E T C H A N N E L | [9 empty] | I N L E T C H A N N E L
17 |  | #VALUE! | [8 empty] | Refractory |  | Channel |  | Insulation | [5 empty] | Thermal Conductivity |  |  | from KCC Cerakwool Catalogue
18 | [9 empty] | Material | Castable |  | A 516-70 |  | Mineral Wool | [5 empty] | #VALUE! | < Castable |  | #VALUE! | < | Ceramic Fiber
19 |  | Cooling Water | #VALUE! | ℃ | [5 empty] | Thermal Conductivity | #VALUE! |  | #VALUE! |  | #VALUE! |  | kcal/m.h.℃ |  |  |  | #VALUE! | < Mineral Wool |  | #VALUE! | < Mineral Wool
20 | [5 empty] | Tube MMT |  |  |  | Thickness | 0 |  | 12 |  | 0 |  | mm | [6 empty] | #VALUE! | < Rock Wool
21 | [5 empty] | #VALUE! | #VALUE! | < Inlet | Cooling Water |  | T E M P. P R O F I L E | [9 empty] | I N L E T C H A N N E L |  |  | #VALUE! | < Glass Wool
22 |  | Hot Water |  |  |  |  | #VALUE! | < outlet | 20 | ℃ | [10 empty] | Thermal Resistance |  | #VALUE! | #VALUE! | #VALUE! | m2.h.℃/kcal
23 |  | #VALUE! | [10 empty] | #VALUE! |  | ΔT | #VALUE! |  |  |  |  | Total Resistance |  | #VALUE! | m2.h.℃/kcal
24 | [5 empty] | Tube Design Temp. |  |  |  |  | ΔT | #VALUE! |  |  | #VALUE! |  |  | Ambient |  |  | Heat Flux |  | #VALUE! | kcal/m2.h
25 | [5 empty] | #VALUE! | [10 empty] | #VALUE! | 32 | ℃ |  | Twall, Cal'd |  | #VALUE! | #VALUE! | #VALUE!
26 | [20 empty] | Input for T. Cond. |  | 35 | 32 | 32
27
28 | [10 empty] | I N L E T T U B E S H E E T | [9 empty] | I N L E T T U B E S H E E T
29 | [5 empty] | N3 |  |  |  |  | Refractory |  | Tubesheet | [7 empty] | Thermal Conductivity
30 | [9 empty] | Material | Castable |  | A 266 2 | [7 empty] | #VALUE! | < Castable
31 | [5 empty] | N2 |  |  |  | Thermal Conductivity | #VALUE! |  | #VALUE! |  | kcal/m.h.℃ | [5 empty] | 0 | t
32 | [9 empty] | Thickness | 0 |  | 40 |  | mm
33 | [8 empty] | Cooling Water |  | T E M P. P R O F I L E | [5 empty] | Inlet Tubesheet Design Temp. |  |  |  | I N L E T T U B E S H E E T
34 | [8 empty] | 20 | ℃ | [6 empty] | * provided with Refractory |  |  |  | Thermal Resistance |  | #VALUE! | #VALUE! |  | m2.h.℃/kcal
35 | [12 empty] | #VALUE! |  |  | Hot Water | #VALUE! |  |  |  | Total Resistance |  | #VALUE! | m2.h.℃/kcal
36 | [10 empty] | ΔT | #VALUE! |  |  | #VALUE! | 25 | ℃ |  |  |  | Heat Flux |  | #VALUE! | kcal/m2.h
37 | [8 empty] | Cooling Water | [11 empty] | Twall, Cal'd |  | #VALUE! | #VALUE!
38 | [8 empty] | 20 | ℃ | [10 empty] | Input for T. Cond. |  | 20 | 25
39
40 | [15 empty] | Hot Water
41 | [12 empty] | MMT |  |  | 25 | * without Refractory
42 | [11 empty] | * calculated on sheet "ITS" > | #VALUE! |  |  |  | #VALUE!
43 | [5 empty] | N1
44
45 | [10 empty] | O U T L E T T U B E S H E E T | [9 empty] | O U T L E T T U B E S H E E T
46 | [5 empty] | N4 |  |  | Cooling Water | [7 empty] | Outlet Tubesheet Design Temp. |  |  |  | Thermal Conductivity |  |  | from KCC Cerakwool Catalogue
47 | [8 empty] | 22.33 | ℃ | [6 empty] | * provided with Refractory |  |  |  | #VALUE! | < Castable |  | #VALUE! | < | Ceramic Fiber
48 | [12 empty] | #VALUE! |  |  | Hot Water | #VALUE! |  |  |  | 0 | t
49 | [10 empty] | ΔT | #VALUE! |  |  | #VALUE! | 32 | ℃ |  |  |  | M | < Rear Head Type
50 | [8 empty] | Cooling Water | [12 empty] | O U T L E T T U B E S H E E T
51 | N O Z Z L E L I S T | [7 empty] | 22.33 | ℃ | [11 empty] | Refractory | Tubesheet
52 | Mk | Service |  |  |  | Q'ty | Size | [13 empty] | Material | Castable | A 266 2
53 | N1 | Shell Side Inlet |  |  |  | 1 | 8" | [8 empty] | Hot Water |  |  |  |  | Thermal Conductivity | #VALUE! | #VALUE! |  | kcal/m.h.℃
54 | N2 | Shell Side Outlet |  |  |  | 1 | 8" | [5 empty] | MMT |  |  | 32 | * without Refractory |  |  |  | Thickness | 0 | 40 |  | mm
55 | N3 | Tube Side Inlet |  |  |  | 1 | 16" |  |  |  |  | * calculated on sheet "OTS" > | #VALUE! |  |  |  | #VALUE! |  |  |  | O U T L E T T U B E S H E E T
56 | N4 | Tube Side Outlet |  |  |  | 1 | 16" | [13 empty] | Thermal Resistance |  | #VALUE! | #VALUE! |  | m2.h.℃/kcal
57 | Notes | [19 empty] | Total Resistance |  | #VALUE! | m2.h.℃/kcal
58 | *1) | [19 empty] | Heat Flux |  | #VALUE! | kcal/m2.h
59 | *2) | [19 empty] | Twall, Cal'd |  | #VALUE! | #VALUE!
60 | *3) | [19 empty] | Input for T. Cond. |  | 22 | 32
| NTES | [18 empty] | Narai Thermal Engineering Services
Note on W5: Cell is filled !
1

## cal_EJ
C A L C U L A T I O N f o r E X P A N S I O N J O I N T
1 | Project |  |  | P | [10 empty] | Job No. |  | Later
2 | Client |  |  | A | [10 empty] | Doc. No. |  | EJ - S&T - 100
3 | Contractor |  |  | B | [10 empty] | Date |  | 2019. 4. 15.
4 | Code/Standard |  |  | ASME | [10 empty] | Revision |  | 0
5 | Service of Unit |  |  | H/E Name | [10 empty] | Item No. |  | Later
6
7 | Load |  |  | Design Case | [10 empty] | Sheet No. |  | 1 | of |  | 1
8 | P R O C E S S D A T A
9 |  |  |  |  | Shell Side |  |  | Tube Side | [6 empty] | Shell Side |  |  | Tube Side |  |  | Unit
10 | Fluid Name |  |  |  | Hot Water |  |  | Cooling Water | [12 empty] | Shell Side |  | Tube Side
11 | Press., In |  |  | bar.g | 7 |  |  | 3 |  |  | Design Press. |  |  | bar.g | DP | 10 |  | 5 |  |  | bar.g |  | bar.g
12 | Temp., In / Out |  |  | ℃ | 32 | / | 25 | 20 | / | 22.33 | Design Temp. |  |  | ℃ | 100 |  |  | 100 | / |  | ℃ |  | ℃
13 | No. of Passes |  |  |  | 1 |  |  | 1 |  |  | Corrosion Allow. |  |  | mm | Cs | 3 |  | 3
14 | M E C H A N I C A L D A T A
15 | Shell Material |  |  |  |  | A 516-70 |  |  |  |  | Tube Material |  |  |  |  | A 179
16 | Shell ID |  |  |  | ID | 600 |  |  |  |  | Tube OD |  |  |  | od |  | 19.05 | mm
17 | Shell Thickness |  |  |  | ts |  | 12 |  |  |  | Tube Thicknes |  |  |  | tt |  | 2.11 | mm
18 | Tube Length |  |  |  | Lt | 5800 |  |  |  |  | Tube Qty |  |  |  | Nt |  | 374
19 | C A L C U L A T I O N | [19 empty] | from sheet " MMT_tube "
20 |  | Shell Fluid Average Temperature | [5 empty] | Ta | = | [7 empty] | #VALUE! |  | ℃ |  | #VALUE!
21 |  | Shell Mean Metal Temperature | [5 empty] | Tm | = | Ta | [5 empty] | = | #VALUE! |  | ℃ |  | #VALUE!
22 |  | Tube Fluid Average Temperature | [5 empty] | ta | = | [7 empty] | #VALUE! |  | ℃ |  | #VALUE!
23 |  | Tube Mean Metal Temperature | [5 empty] | tm | = | [7 empty] | #VALUE! |  | ℃ |  | #VALUE!
24 |  | Differential Thermal Expansion between the Shell and Tubes | [18 empty] | A 516-70 |  | A 179
25 |  | ΔL | = | Lt | [ | αs | ( | Tm | - | Tr | ) - | αt | ( | tm | - | Tr | ) ] / 10^6
26 |  |  | = | 5800 | [ | #VALUE! | ( | #VALUE! | - | #VALUE! | ) - | #VALUE! | ( | #VALUE! | - | #VALUE! | ) ] / 10^6
27 | [16 empty] | #VALUE! |  | mm | bar: Differential Thermal Expansion between the Shell and Tubes =
28 |  | Differential Thermal Expansion between the Shell and Tubes =: where,; Differential Thermal Expansion between the Shell and Tubes [: Lt; Differential Thermal Expansion between the Shell and Tubes αs: Tube Length; Differential Thermal Expansion between the Shell and Tubes ) -: 5800; Differential Thermal Expansion between the Shell and Tubes (: mm |  |  |  |  | Lt | 5800
29 |  | Differential Thermal Expansion between the Shell and Tubes [: αs; Differential Thermal Expansion between the Shell and Tubes αs: Shell Thermal Expansion Coefficient; Differential Thermal Expansion between the Shell and Tubes αt: #VALUE!; Differential Thermal Expansion between the Shell and Tubes (: mm / mm / ℃ x 10^6 |  |  |  |  | αs | #VALUE!
30 |  | Differential Thermal Expansion between the Shell and Tubes [: αt; Differential Thermal Expansion between the Shell and Tubes αs: Tube Thermal Expansion Coefficient; Differential Thermal Expansion between the Shell and Tubes αt: #VALUE!; Differential Thermal Expansion between the Shell and Tubes (: mm / mm / ℃ x 10^6 |  |  |  |  | αt | #VALUE!
31 |  | Differential Thermal Expansion between the Shell and Tubes [: Tr; Differential Thermal Expansion between the Shell and Tubes αs: Reference Temperature; Differential Thermal Expansion between the Shell and Tubes αt: #VALUE!; Differential Thermal Expansion between the Shell and Tubes (: ℃
32 |  | Differential Thermal Expansion between the Shell and Tubes ΔL: Pressure due to Differential Thermal Expansion; Differential Thermal Expansion between the Shell and Tubes Tr: *; Differential Thermal Expansion between the Shell and Tubes ) -: as per; Differential Thermal Expansion between the Shell and Tubes (: TEMA A.151
33 |  | Pd | = |  | 4 | x | J | x | Es |  | x | ts | x | ΔL | / | Lt
34 |  |  |  | [ | ID | + | ts | ) x ( | 1 | + | J | x | K | x | Fq | ]
35 |  |  | = |  | 4 | x | 1 | x | #VALUE! |  | x | 12 | x | #VALUE! | / | 5800
36 |  |  |  | [ | 600 | + | 12 | ) x ( | 1 | + | 1 | x | #VALUE! | x | 1 | ]
37 | [16 empty] | #VALUE! |  | #VALUE! | bar: Differential Thermal Expansion between the Shell and Tubes =
38 |  | Differential Thermal Expansion between the Shell and Tubes =: where,; Differential Thermal Expansion between the Shell and Tubes [: J; Differential Thermal Expansion between the Shell and Tubes αs: Expansion Joint Factor; Differential Thermal Expansion between the Shell and Tubes Tr: 1; Differential Thermal Expansion between the Shell and Tubes ) -: *; Differential Thermal Expansion between the Shell and Tubes αt: without Expansion Joint |  |  |  |  | Expansion Joint
39 |  | Differential Thermal Expansion between the Shell and Tubes [: =; Differential Thermal Expansion between the Shell and Tubes αs: Sj; Differential Thermal Expansion between the Shell and Tubes (: Lt |  |  |  |  | - N/A -
40 | [5 empty] | Sj | Lt | + | π ( | ID | + | ts | ) | ts | Es | * | with Expansion Joint
41 |  |  |  |  | = | Sj Sj: #VALUE!; Lt Lt: 5800; Lt *: = | #VALUE! |  |  |  | Spring Rate of Expansion Joint
42 | [5 empty] | #VALUE! | 5800 | + | π ( | 600 | + | 12 | ) | 12 | #VALUE! | [5 empty] | #VALUE!
43 | [5 empty] | Sj Sj: where,; Lt +: Sj; Lt π (: Spring Rate of Expansion Joint; Lt ts: #VALUE!; Lt *: #VALUE!
44 |  |  |  |  | Es | Sj Sj: Elastic Modulus of Shell; Lt +: #VALUE!; Lt ): #VALUE!; Lt Es: at; Lt *: Tm |  |  |  |  | A 516-70
45 |  |  |  |  | K | Sj Sj: = [ Es ts ( ID + ts ) ] / [ Et tt Nt ( od - tt ) ]; Lt ts: #VALUE!
46 | [5 empty] | Sj Sj: where,; Lt +: Et; Lt π (: Elastic Modulus of Tube; Lt ): #VALUE!; Lt Es: #VALUE! | at | tm |  |  | A 179
47 |  |  |  |  | Fq | Sj Sj: Tubesheet Flexibility Factor; Lt +: 1
48 |  | Allowable Shell Pressue based on Longitudinal Stress | [18 empty] | A 516-70 |  | ASTM | plate
49 |  | Pa | = | [ | 2 | S | E | ( | ts | - | Cs | ] / [ | R | - | 0.4 | ( | ts | - | Cs | ) ] | #VALUE! |  | 0.85
50 |  |  | = | [ | 2 | #VALUE! | 0.85 | ( | 12 | - | 3 | ] / [ | 300 | - | 0.4 | ( | 12 | - | 3 | ) ]
51 |  |  | = | [13 empty] | #VALUE! |  | bar.g
52 |  | Effective Shell Side Design Pressure
53 |  | Ps | = | DP | + | Sj Sj: Pd; Lt Lt: =; Lt +: 10; Lt ID: +; Lt +: #VALUE!; Lt *: = | #VALUE! |  | bar.g
54 | [17 empty] | #VALUE!
55 | Notes
56 | *1)
57 | *2)
58 | *3)
59 | *4)
60 | *5)
| NTES | [18 empty] | Narai Thermal Engineering Services
Note on W5: Cell is filled !
1

## MMT_tube
C A L C U L A T I O N o f M E A N M E T A L T E M P E R A T U R E
1 | Project |  |  | P | [10 empty] | Job No. |  | Later
2 | Client |  |  | A | [10 empty] | Doc. No. |  | CAL - MMT - 100
3 | Contractor |  |  | B | [10 empty] | Date |  | 2018. 2. 10.
4 | Code/Standard |  |  | ASME | / | TEMA | [8 empty] | Revision |  | 0 |  |  |  |  | 적 용
5 | Service of Unit |  |  | H/E Name | [10 empty] | Item No. |  | Later |  |  |  |  | Yes
6 | Part |  |  | T U B E
7 | Load |  |  | Design Case | [10 empty] | Sheet No. |  | 1 | of |  | 3
8 | P R O C E S S D A T A
9 | Fluid Allocation | [7 empty] | Shell Side | [5 empty] | Tube Side
10 | Fluid Name | [7 empty] | Hot Water | [5 empty] | Cooling Water | [6 empty] | Hot Water |  |  |  | Cooling Water
11 | [8 empty] | Inlet |  |  | Outlet |  |  | Inlet |  |  | Outlet
12 | Fluid Quantity, Total |  |  |  |  | kg/h |  |  | 180000 | [5 empty] | 540000.1 | [5 empty] | kg/h | 180000 |  | 0 |  | 540000.1 |  | 0
13 | Pressure, |  | Oper. / Inlet |  |  | bar.g |  |  | 7 | [5 empty] | 3 | [6 empty] | 7 | bar.g |  |  | 3 | bar.g
14 | Temperature |  |  |  |  | ℃ |  |  | Ti |  | Ts |  | To |  | ti |  | ts |  | to |  |  | Zone No. > | #VALUE! |  |  |  | #VALUE!
15 | [8 empty] | 32 |  | #VALUE! |  | 25 |  | #VALUE! |  | #VALUE! |  | #VALUE! |  |  | 32 | #VALUE! | 25 | ℃ | #VALUE! | #VALUE! | #VALUE! | ℃
16 | C A L C U L A T I O N f o r T U B E | [20 empty] | T U B E
17
18 |  | Logrithmic Mean Temperature Difference
19
20 |  | LMTD |  | = | abs[ | ( Ti - to ) - ( To - ti ) |  |  |  |  | ] |  |  |  |  | = | #VALUE! |  | ℃
21 | [5 empty] | ln | ( | ( Ti - to ) |  | )
22 | [7 empty] | ( To - ti )
23
24 |  | Shell Fluid Average Temperature | [21 empty] | LMTD
25 | [22 empty] | α | Counter | Parallel | ntps
26 |  |  | Ta | = | #VALUE! |  |  |  | #VALUE! | #VALUE! | [5 empty] | = | #VALUE! |  | ℃ |  |  | #VALUE! | #VALUE! | #VALUE! | #VALUE! | 1 | Counter
27
28 |  | Shell Mean Metal Temperature
29
30 |  |  | Tm | = | #VALUE! | [10 empty] | = | #VALUE! |  | ℃
31
32 |  | Tube Fluid Average Temperature
33 | [21 empty] | F
34 |  |  | ta | = | #VALUE! | #VALUE! | #VALUE! | #VALUE! | #VALUE! | [6 empty] | = | #VALUE! |  | ℃ |  |  | #VALUE!
35
36 |  | Tube Mean Metal Temperature
37
38 |  |  |  |  | 1 |  | + | ro | + | rw
39 |  | tm | = | Ta - | ho |  |  |  |  | 2 | [7 empty] | ( Ta - ta )
40 |  |  |  |  | 1 |  | + | ro | + | rw | + ( | 1 |  | + | ri | ) x | do |  |  |  |  | tw | do
41 |  |  |  |  | ho | [6 empty] | hi |  |  |  |  | di |  |  |  |  | kw | dm
42 |  |  |  |  | 1 |  | + | 0.0002 | + | #VALUE!
43 |  |  | = | #VALUE! | #VALUE! |  |  |  |  | 2 | [7 empty] | #VALUE!
44 |  |  |  |  | 1 |  | + | 0.0002 | + | #VALUE! | + ( | 1 |  | + | 0.0002 | ) x | 19.05 |  |  |  |  | 0.00211 | 19.05
45 |  |  |  |  | #VALUE! | [6 empty] | #VALUE! |  |  |  |  | 14.83 |  |  |  |  | #VALUE! | 16.852
46 | [15 empty] | = |  | #VALUE! | ℃
47
48
49 |  | Differential Thermal Growth between the Shell and Tubes
50 | [22 empty] | A 516-70 | A 179
51 |  | ΔL | = | Lt | [ | αs | ( | Tm | - | #VALUE! | ) | - | αt | ( | tm | - | #VALUE! | ) | ] |  |  | Lt | αs |  | αt
52 |  |  | = | 5800 | [ | #VALUE! | ( | #VALUE! | - | #VALUE! | ) | - | #VALUE! | ( | #VALUE! | - | #VALUE! | ) | ] |  |  | 5800 | #VALUE! |  | #VALUE!
53 |  |  | = | #VALUE! | mm
54
55 | Notes
56 | *1) | For definition and calculation method, please refer to TEMA, Section 7 " Thermal Relations ".
57 | *2)
58 | *3)
59 | *4)
60 | *5)
| NTES | [18 empty] | Narai Thermal Engineering Services
Note on F6: Cell is filled !
Note on G14: Cell is filled !
Note on G15: Cell is filled !
Note on G36: Cell is filled !
Note on H36: Cell is filled !
Note on I36: Cell is filled !
Note on J28: Cell is filled !
Note on J36: Cell is filled !
Note on K28: Cell is filled !
Note on M14: Cell is filled !
Note on M15: Cell is filled !
Note on S14: Cell is filled !
Note on S15: Cell is filled !
Note on V14: Cell is filled !
Note on W10: Cell is filled !
Note on Y14: Cell is filled !
Note on AC14: Cell is filled !
1

## _inlet
C A L C U L A T I O N o f M E A N M E T A L T E M P E R A T U R E
1 | Project |  |  | P | [10 empty] | Job No. |  | Later
2 | Client |  |  | A | [10 empty] | Doc. No. |  | CAL - MMT - 100
3 | Contractor |  |  | B | [10 empty] | Date |  | 2018. 2. 10.
4 | Code/Standard |  |  | ASME | / | TEMA | [8 empty] | Revision |  | 0 |  |  |  |  | 적 용
5 | Service of Unit |  |  | H/E Name | [10 empty] | Item No. |  | Later |  |  |  |  | Yes
6 | Part |  |  | T U B E I N L E T
7 | Load |  |  | Design Case | [10 empty] | Sheet No. |  | x | of |  | 4
8 | P R O C E S S D A T A
9 | Fluid Allocation | [7 empty] | Shell Side | [5 empty] | Tube Side
10 | Fluid Name | [7 empty] | Hot Water | [5 empty] | Cooling Water | [6 empty] | Hot Water |  |  |  | Cooling Water
11 | [8 empty] | Inlet |  |  | Outlet |  |  | Inlet |  |  | Outlet
12 | Fluid Quantity, Total |  |  |  |  | kg/h |  |  | 180000 | [5 empty] | 540000.1 | [5 empty] | kg/h | 180000 |  | 0 |  | 540000.1 |  | 0
13 | Pressure, |  | Oper. / Inlet |  |  | bar.g |  |  | 7 | [5 empty] | 3 | [6 empty] | 7 | bar.g |  |  | 3 | bar.g
14 | Temperature |  |  |  |  | ℃ |  |  | Ti |  | Ts |  | To |  | ti |  | ts |  | to |  |  | Zone No. > | #VALUE! |  |  |  | #VALUE!
15 | [8 empty] | 32 |  | #VALUE! |  | 25 |  | #VALUE! |  | #VALUE! |  | #VALUE! |  |  | 32 | #VALUE! | 25 | ℃ | #VALUE! | #VALUE! | #VALUE! | ℃
16 | C A L C U L A T I O N f o r T U B E O U T L E T | [20 empty] | T U B E I N L E T
17
18 |  | Logrithmic Mean Temperature Difference
19
20 |  | LMTD |  | = | abs[ | ( Ti - to ) - ( To - ti ) |  |  |  |  | ] |  |  |  |  | = | - N/A - |  | ℃
21 | [5 empty] | ln | ( | ( Ti - to ) |  | )
22 | [7 empty] | ( To - ti )
23
24 |  | Shell Fluid Average Temperature | [21 empty] | LMTD
25 | [22 empty] | α | Counter | Parallel | ntps
26 |  |  | Ta | = | To | [10 empty] | = | 25 |  | ℃ |  |  | #VALUE! | #VALUE! | #VALUE! | #VALUE! | 1 | Counter
27
28
29 |  | Tube Fluid Average Temperature
30
31 |  |  | ta | = | ti | [10 empty] | = | #VALUE! |  | ℃
32
33 |  | Tube Mean Metal Temperature
34
35 |  |  |  |  | 1 |  | + | ro | + | rw
36 |  | tm | = | Ta - | ho |  |  |  |  | 2 | [7 empty] | ( Ta - ta )
37 |  |  |  |  | 1 |  | + | ro | + | rw | + ( | 1 |  | + | ri | ) x | do |  |  |  |  | tw | do
38 |  |  |  |  | ho | [6 empty] | hi |  |  |  |  | di |  |  |  |  | kw | dm
39
40 |  |  |  |  | 1 |  | + | 0.0002 | + | #VALUE!
41 |  |  | = | 25 - | #VALUE! |  |  |  |  | 2 | [7 empty] | #VALUE!
42 |  |  |  |  | 1 |  | + | 0.0002 | + | #VALUE! | + ( | 1 |  | + | 0.0002 | ) x | 19.05 |  |  |  |  | 0.00211 | 19.05 |  | suhi | suho | tuhi | tuho
43 |  |  |  |  | #VALUE! | [6 empty] | #VALUE! |  |  |  |  | 14.83 |  |  |  |  | #VALUE! | 16.852 |  | #VALUE! | #VALUE! | #VALUE! | #VALUE!
44
45 | [15 empty] | = |  | #VALUE! | ℃
46
47 | [22 empty] | Shell Mean Metal Temperature
48
49 | [23 empty] | Tm | = | Ta |  |  |  | = | 25 | ℃
50
51
52
53
54
55 | Notes
56 | *1) | For definition and calculation method, please refer to TEMA, Section 7 " Thermal Relations ".
57 | *2)
58 | *3)
59 | *4)
60 | *5)
| NTES | [18 empty] | Narai Thermal Engineering Services
Note on F6: Cell is filled !
Note on G14: Cell is filled !
Note on G15: Cell is filled !
Note on M14: Cell is filled !
Note on M15: Cell is filled !
Note on S14: Cell is filled !
Note on S15: Cell is filled !
Note on V14: Cell is filled !
Note on W10: Cell is filled !
Note on Y14: Cell is filled !
Note on AC14: Cell is filled !
1

## _outlet
C A L C U L A T I O N o f M E A N M E T A L T E M P E R A T U R E
1 | Project |  |  | P | [10 empty] | Job No. |  | Later
2 | Client |  |  | A | [10 empty] | Doc. No. |  | CAL - MMT - 100
3 | Contractor |  |  | B | [10 empty] | Date |  | 2018. 2. 10.
4 | Code/Standard |  |  | ASME | / | TEMA | [8 empty] | Revision |  | 0 |  |  |  |  | 적 용
5 | Service of Unit |  |  | H/E Name | [10 empty] | Item No. |  | Later |  |  |  |  | Yes
6 | Part |  |  | T U B E O U T L E T
7 | Load |  |  | Design Case | [10 empty] | Sheet No. |  | x | of |  | 4
8 | P R O C E S S D A T A
9 | Fluid Allocation | [7 empty] | Shell Side | [5 empty] | Tube Side
10 | Fluid Name | [7 empty] | Hot Water | [5 empty] | Cooling Water | [6 empty] | Hot Water |  |  |  | Cooling Water
11 | [8 empty] | Inlet |  |  | Outlet |  |  | Inlet |  |  | Outlet
12 | Fluid Quantity, Total |  |  |  |  | kg/h |  |  | 180000 | [5 empty] | 540000.1 | [5 empty] | kg/h | 180000 |  | 0 |  | 540000.1 |  | 0
13 | Pressure, |  | Oper. / Inlet |  |  | bar.g |  |  | 7 | [5 empty] | 3 | [6 empty] | 7 | bar.g |  |  | 3 | bar.g
14 | Temperature |  |  |  |  | ℃ |  |  | Ti |  | Ts |  | To |  | ti |  | ts |  | to |  |  | Zone No. > | #VALUE! |  |  |  | #VALUE!
15 | [8 empty] | 32 |  | #VALUE! |  | 25 |  | #VALUE! |  | #VALUE! |  | #VALUE! |  |  | 32 | #VALUE! | 25 | ℃ | #VALUE! | #VALUE! | #VALUE! | ℃
16 | C A L C U L A T I O N f o r T U B E O U T L E T | [20 empty] | T U B E O U T L E T
17
18 |  | Logrithmic Mean Temperature Difference
19
20 |  | LMTD |  | = | abs[ | ( Ti - to ) - ( To - ti ) |  |  |  |  | ] |  |  |  |  | = | - N/A - |  | ℃
21 | [5 empty] | ln | ( | ( Ti - to ) |  | )
22 | [7 empty] | ( To - ti )
23
24 |  | Shell Fluid Average Temperature | [21 empty] | LMTD
25 | [22 empty] | α | Counter | Parallel | ntps |  | nsps | Rear Head Type
26 |  |  | Ta | = | Ti | [10 empty] | = | 32 |  | ℃ |  |  | #VALUE! | #VALUE! | #VALUE! | #VALUE! | 1 | Counter | 1 | M
27
28
29 |  | Tube Fluid Average Temperature
30
31 |  |  | ta | = | to | [10 empty] | = | #VALUE! |  | ℃
32
33 |  | Tube Mean Metal Temperature
34
35 |  |  |  |  | 1 |  | + | ro | + | rw
36 |  | tm | = | Ta - | ho |  |  |  |  | 2 | [7 empty] | ( Ta - ta )
37 |  |  |  |  | 1 |  | + | ro | + | rw | + ( | 1 |  | + | ri | ) x | do |  |  |  |  | tw | do
38 |  |  |  |  | ho | [6 empty] | hi |  |  |  |  | di |  |  |  |  | kw | dm |  | ho |  | hi
39
40 |  |  |  |  | 1 |  | + | 0.0002 | + | #VALUE!
41 |  |  | = | 32 - | #VALUE! |  |  |  |  | 2 | [7 empty] | #VALUE!
42 |  |  |  |  | 1 |  | + | 0.0002 | + | #VALUE! | + ( | 1 |  | + | 0.0002 | ) x | 19.05 |  |  |  |  | 0.00211 | 19.05 |  | suhi | suho | tuhi | tuho
43 |  |  |  |  | #VALUE! | [6 empty] | #VALUE! |  |  |  |  | 14.83 |  |  |  |  | #VALUE! | 16.852 |  | #VALUE! | #VALUE! | #VALUE! | #VALUE!
44
45 | [15 empty] | = |  | #VALUE! | ℃
46
47 | [22 empty] | Shell Mean Metal Temperature
48
49 | [23 empty] | Tm | = | Ta |  |  |  | = | 32 | ℃
50
51
52
53
54
55 | Notes
56 | *1) | For definition and calculation method, please refer to TEMA, Section 7 " Thermal Relations ".
57 | *2)
58 | *3)
59 | *4)
60 | *5)
| NTES | [18 empty] | Narai Thermal Engineering Services
Note on F6: Cell is filled !
Note on G14: Cell is filled !
Note on G15: Cell is filled !
Note on M14: Cell is filled !
Note on M15: Cell is filled !
Note on S14: Cell is filled !
Note on S15: Cell is filled !
Note on V14: Cell is filled !
Note on W10: Cell is filled !
Note on Y14: Cell is filled !
Note on AC14: Cell is filled !
1

## _iTS
C A L C U L A T I O N o f M E A N M E T A L T E M P E R A T U R E
1 | Project |  |  | P | [10 empty] | Job No. |  | Later
2 | Client |  |  | A | [10 empty] | Doc. No. |  | CAL - MMT - 100
3 | Contractor |  |  | B | [10 empty] | Date |  | 2018. 2. 10.
4 | Code/Standard |  |  | ASME | / | TEMA | [8 empty] | Revision |  | 0 |  |  |  |  | 적 용
5 | Service of Unit |  |  | H/E Name | [10 empty] | Item No. |  | Later |  |  |  |  | Yes
6 | Part |  |  | I N L E T T U B E S H E E T
7 | Load |  |  | Design Case | [10 empty] | Sheet No. |  | 2 |  | of | 3
8 | P R O C E S S D A T A
9 | Fluid Allocation | [7 empty] | Shell Side | [5 empty] | Tube Side
10 | Fluid Name | [7 empty] | Hot Water | [5 empty] | Cooling Water | [6 empty] | Hot Water |  |  |  | Cooling Water
11 | [8 empty] | Inlet |  |  | Outlet |  |  | Inlet |  |  | Outlet
12 | Fluid Quantity, Total |  |  |  |  | kg/h |  |  | 180000 | [5 empty] | 540000.1 | [5 empty] | kg/h | 180000 |  | 0 |  | 540000.1 |  | 0
13 | Pressure, |  | Oper. / Inlet |  |  | bar.g |  |  | 7 | [5 empty] | 3 | [6 empty] | 7 | bar.g |  |  | 3 | bar.g
14 | Temperature |  |  |  |  | ℃ |  |  | Ti |  |  | To |  |  | ti |  |  | to |  |  |  | Zone No. > | #VALUE! |  |  |  | #VALUE!
15 | [8 empty] | 32 |  |  | 25 |  |  | #VALUE! |  |  | #VALUE! |  |  |  | 32 | #VALUE! | 25 | ℃ | #VALUE! | #VALUE! | #VALUE! | ℃
16 | C A L C U L A T I O N f o r I N L E T T U B E S H E E T | [20 empty] | I N L E T T U B E S H E E T
17 |  | Untubed Portion of I N L E T T U B E S H E E T
18 |  | Shellside Fluid Temperature | [19 empty] | Flow Pattern
19 |  |  | Ts | = | To | [10 empty] | = | 25 |  | ℃ |  |  | Counter
20 |  | Tubeside Fluid Temperature
21 |  |  | Tt | = | ti | [10 empty] | = | #VALUE! |  | ℃
22 |  | I N L E T T U B E S H E E T Mean Metal Temperature
23 |  |  | Tm | = | ( Ts + Tt ) / 2 | [10 empty] | = | #VALUE! |  | ℃
24
25 |  | Tubed Portion of I N L E T T U B E S H E E T
26 |  | I N L E T T U B E S H E E T Mean Metal Temperature
27 |  | Tm | = | Tt | + | ( | Ts | - | Tt |  | ) | ( η - F )
28 | [11 empty] | ( A / α ) ( 1 + η hT / hS )
29 |  |  | = | #VALUE! |  | + ( | 25 | - | #VALUE! |  | ) |  |  | #VALUE! |  | - | #VALUE!
30 | [11 empty] | ( | 931.7964 |  | ) ( | 1 + | #VALUE! | #VALUE! |  | )
31 | [12 empty] | 192.9884 |  |  |  |  | #VALUE!
32 | [15 empty] | = | #VALUE! |  | ℃
33 |  | I N L E T T U B E S H E E T Mean Metal Temperature Tm: Where,; I N L E T T U B E S H E E T Mean Metal Temperature Tt: hT; I N L E T T U B E S H E E T Mean Metal Temperature (: Tubeside heat transfer coefficient |  |  |  | #VALUE! |  | kcal/m2h℃ | [6 empty] | suhi | suho | tuhi | tuho
34 |  | I N L E T T U B E S H E E T Mean Metal Temperature Tt: hS; I N L E T T U B E S H E E T Mean Metal Temperature (: Shellside heat transfer coefficient |  |  |  | #VALUE! |  | kcal/m2h℃ | [6 empty] | #VALUE! | #VALUE! | #VALUE! | #VALUE!
35 |  | I N L E T T U B E S H E E T Mean Metal Temperature -: 1 +; I N L E T T U B E S H E E T Mean Metal Temperature Tt: A | tanh( K )
36 |  |  |  | η | = | A | [ |  | α K |  |  | ]
37 |  | I N L E T T U B E S H E E T Mean Metal Temperature (: α K; I N L E T T U B E S H E E T Mean Metal Temperature -: A; I N L E T T U B E S H E E T Mean Metal Temperature Tt: + | tanh( K )
38 |  | I N L E T T U B E S H E E T Mean Metal Temperature -: α K
39 | [10 empty] | 1 + |  | 931.7964 |  |  | tanh ( | #VALUE! | )
40 |  | I N L E T T U B E S H E E T Mean Metal Temperature +: =; I N L E T T U B E S H E E T Mean Metal Temperature Ts: 931.7964 | [ |  | 192.9884 |  | #VALUE! |  |  |  |  | ] = | #VALUE!
41 |  | I N L E T T U B E S H E E T Mean Metal Temperature (: 192.9884; I N L E T T U B E S H E E T Mean Metal Temperature -: #VALUE! |  |  | 931.7964 |  |  | + | tanh ( | #VALUE! | )
42 | [10 empty] | 192.9884 |  | #VALUE!
43 |  | I N L E T T U B E S H E E T Mean Metal Temperature Tt: K; I N L E T T U B E S H E E T Mean Metal Temperature +: =; I N L E T T U B E S H E E T Mean Metal Temperature Ts: A hT L | = |  | 931.7964 |  | #VALUE! | 40 |  | = | #VALUE! |  | deg
44 |  | I N L E T T U B E S H E E T Mean Metal Temperature Ts: α k 1000 |  |  | 192.9884 |  | #VALUE! | 1000 | [6 empty] | I N L E T T U B E S H E E T
45 |  | I N L E T T U B E S H E E T Mean Metal Temperature +: Where,; I N L E T T U B E S H E E T Mean Metal Temperature Ts: k; I N L E T T U B E S H E E T Mean Metal Temperature Tt: Tubesheet metal thermal conductivity | [7 empty] | #VALUE! |  | kcal/m.h.℃ |  |  | Material |  | A 266 2
46 |  | I N L E T T U B E S H E E T Mean Metal Temperature Ts: L; I N L E T T U B E S H E E T Mean Metal Temperature Tt: Tubesheet thickness | [7 empty] | 40 |  | mm |  |  | Thickness |  | 40
47 |  | I N L E T T U B E S H E E T Mean Metal Temperature Tm: F; I N L E T T U B E S H E E T Mean Metal Temperature =: =; I N L E T T U B E S H E E T Mean Metal Temperature (: 1 | = | [6 empty] | 1
48 |  | I N L E T T U B E S H E E T Mean Metal Temperature Tt: cosh( K ); I N L E T T U B E S H E E T Mean Metal Temperature (: +; I N L E T T U B E S H E E T Mean Metal Temperature Ts: α K; I N L E T T U B E S H E E T Mean Metal Temperature -: sinh( K ) |  | cosh( | #VALUE! | ) + | 192.9884 |  | #VALUE! |  | sinh ( | #VALUE! | )
49 | [14 empty] | 931.7964 | [6 empty] | Pitch Pattern | bar: I N L E T T U B E S H E E T Mean Metal Temperature Ts
50 |  | I N L E T T U B E S H E E T Mean Metal Temperature =: =; I N L E T T U B E S H E E T Mean Metal Temperature Tt: #VALUE! | [12 empty] | Triangular
51 |  | I N L E T T U B E S H E E T Mean Metal Temperature Tm: for Triangular pitch; I N L E T T U B E S H E E T Mean Metal Temperature Ts: *; I N L E T T U B E S H E E T Mean Metal Temperature -: d; I N L E T T U B E S H E E T Mean Metal Temperature Tt: Tube ID |  | 14.83 | mm |  | P | Tube pitch |  | 25.4 | mm
52 |  | I N L E T T U B E S H E E T Mean Metal Temperature =: A; I N L E T T U B E S H E E T Mean Metal Temperature Tt: =; I N L E T T U B E S H E E T Mean Metal Temperature +: π d L / 2; I N L E T T U B E S H E E T Mean Metal Temperature Tt: = | π | 14.83 |  | 40 |  | / 2 |  | = | 931.7964 |  | mm2 |  | Yes
53 |  | I N L E T T U B E S H E E T Mean Metal Temperature =: α; I N L E T T U B E S H E E T Mean Metal Temperature Tt: =; I N L E T T U B E S H E E T Mean Metal Temperature +: 0.433 P2 - π d2 / 8; I N L E T T U B E S H E E T Mean Metal Temperature Tt: = | 0.433 |  | 25.4 | ^2 | - π | 14.83 | ^2 / 8 | = | 192.9884 |  | mm2
54 |  | I N L E T T U B E S H E E T Mean Metal Temperature Tm: for Square pitch
55 |  | I N L E T T U B E S H E E T Mean Metal Temperature =: A; I N L E T T U B E S H E E T Mean Metal Temperature Tt: =; I N L E T T U B E S H E E T Mean Metal Temperature +: π d L; I N L E T T U B E S H E E T Mean Metal Temperature Tt: = | π | *** |  | *** |  |  |  | = | *** |  | mm2 |  | - N/A -
56 |  | I N L E T T U B E S H E E T Mean Metal Temperature =: α; I N L E T T U B E S H E E T Mean Metal Temperature Tt: =; I N L E T T U B E S H E E T Mean Metal Temperature +: P2 - π d2 / 4; I N L E T T U B E S H E E T Mean Metal Temperature Tt: = |  |  | *** | ^2 | - π | *** | ^2 / 4 | = | *** |  | mm2
57 | Notes
58 | *1) | I N L E T T U B E S H E E T Mean Metal Temperature Tm: For definition and calculation method, please refer to TEMA, Section 7 " Thermal Relations ".
59 | *2)
60 | *3)
| NTES | [18 empty] | Narai Thermal Engineering Services
Note on F6: Cell is filled !
Note on G14: Cell is filled !
Note on G15: Cell is filled !
Note on M14: Cell is filled !
Note on M15: Cell is filled !
Note on S14: Cell is filled !
Note on S15: Cell is filled !
Note on V14: Cell is filled !
Note on W10: Cell is filled !
Note on Y14: Cell is filled !
Note on AC14: Cell is filled !
1

## _oTS
C A L C U L A T I O N o f M E A N M E T A L T E M P E R A T U R E
1 | Project |  |  | P | [10 empty] | Job No. |  | Later
2 | Client |  |  | A | [10 empty] | Doc. No. |  | CAL - MMT - 100
3 | Contractor |  |  | B | [10 empty] | Date |  | 2018. 2. 10.
4 | Code/Standard |  |  | ASME | / | TEMA | [8 empty] | Revision |  | 0 |  |  |  |  | 적 용
5 | Service of Unit |  |  | H/E Name | [10 empty] | Item No. |  | Later |  |  |  |  | Yes
6 | Part |  |  | O U T L E T T U B E S H E E T
7 | Load |  |  | Design Case | [10 empty] | Sheet No. |  | 3 |  | of | 3
8 | P R O C E S S D A T A
9 | Fluid Allocation | [7 empty] | Shell Side | [5 empty] | Tube Side
10 | Fluid Name | [7 empty] | Hot Water | [5 empty] | Cooling Water | [6 empty] | Hot Water |  |  |  | Cooling Water
11 | [8 empty] | Inlet |  |  | Outlet |  |  | Inlet |  |  | Outlet
12 | Fluid Quantity, Total |  |  |  |  | kg/h |  |  | 180000 | [5 empty] | 540000.1 | [5 empty] | kg/h | 180000 |  | 0 |  | 540000.1 |  | 0
13 | Pressure, |  | Oper. / Inlet |  |  | bar.g |  |  | 7 | [5 empty] | 3 | [6 empty] | 7 | bar.g |  |  | 3 | bar.g
14 | Temperature |  |  |  |  | ℃ |  |  | Ti |  |  | To |  |  | ti |  |  | to |  |  |  | Zone No. > | #VALUE! |  |  |  | #VALUE!
15 | [8 empty] | 32 |  |  | 25 |  |  | #VALUE! |  |  | #VALUE! |  |  |  | 32 | #VALUE! | 25 | ℃ | #VALUE! | #VALUE! | #VALUE! | ℃
16 | C A L C U L A T I O N f o r O U T L E T T U B E S H E E T | [20 empty] | O U T L E T T U B E S H E E T
17 |  | Untubed Portion of O U T L E T T U B E S H E E T
18 |  | Shellside Fluid Temperature | [19 empty] | Flow Pattern |  | nsps | Rear Head Type
19 |  |  | Ts | = | Ti | [10 empty] | = | 32 |  | ℃ |  |  | Counter |  | 1 | M
20 |  | Tubeside Fluid Temperature
21 |  |  | Tt | = | to | [10 empty] | = | #VALUE! |  | ℃
22 |  | O U T L E T T U B E S H E E T Mean Metal Temperature
23 |  |  | Tm | = | ( Ts + Tt ) / 2 | [10 empty] | = | #VALUE! |  | ℃
24
25 |  | Tubed Portion of O U T L E T T U B E S H E E T
32 |  | O U T L E T T U B E S H E E T Mean Metal Temperature
26 |  | Tm | = | Tt | + | ( | Ts | - | Tt |  | ) | ( η - F )
27 | [11 empty] | ( A / α ) ( 1 + η hT / hS )
28 |  |  | = | #VALUE! |  | + ( | 32 | - | #VALUE! |  | ) |  |  | #VALUE! |  | - | #VALUE!
29 | [11 empty] | ( | 931.7964 |  | ) ( | 1 + | #VALUE! | #VALUE! |  | )
30 | [12 empty] | 192.9884 |  |  |  |  | #VALUE!
31 | [15 empty] | = | #VALUE! |  | ℃
33 |  | O U T L E T T U B E S H E E T Mean Metal Temperature Tm: Where,; O U T L E T T U B E S H E E T Mean Metal Temperature Tt: hT; O U T L E T T U B E S H E E T Mean Metal Temperature (: Tubeside heat transfer coefficient |  |  |  | #VALUE! |  | kcal/m2h℃ | [6 empty] | suhi | suho | tuhi | tuho
34 |  | O U T L E T T U B E S H E E T Mean Metal Temperature Tt: hS; O U T L E T T U B E S H E E T Mean Metal Temperature (: Shellside heat transfer coefficient |  |  |  | #VALUE! |  | kcal/m2h℃ | [6 empty] | #VALUE! | #VALUE! | #VALUE! | #VALUE!
35 |  | O U T L E T T U B E S H E E T Mean Metal Temperature -: 1 +; O U T L E T T U B E S H E E T Mean Metal Temperature Tt: A | tanh( K )
36 |  |  |  | η | = | A | [ |  | α K |  |  | ]
37 |  | O U T L E T T U B E S H E E T Mean Metal Temperature (: α K; O U T L E T T U B E S H E E T Mean Metal Temperature -: A; O U T L E T T U B E S H E E T Mean Metal Temperature Tt: + | tanh( K )
38 |  | O U T L E T T U B E S H E E T Mean Metal Temperature -: α K
39 | [10 empty] | 1 + |  | 931.7964 |  |  | tanh ( | #VALUE! | )
40 |  | O U T L E T T U B E S H E E T Mean Metal Temperature +: =; O U T L E T T U B E S H E E T Mean Metal Temperature Ts: 931.7964 | [ |  | 192.9884 |  | #VALUE! |  |  |  |  | ] = | #VALUE!
41 |  | O U T L E T T U B E S H E E T Mean Metal Temperature (: 192.9884; O U T L E T T U B E S H E E T Mean Metal Temperature -: #VALUE! |  |  | 931.7964 |  |  | + | tanh ( | #VALUE! | )
42 | [10 empty] | 192.9884 |  | #VALUE!
43 |  | O U T L E T T U B E S H E E T Mean Metal Temperature Tt: K; O U T L E T T U B E S H E E T Mean Metal Temperature +: =; O U T L E T T U B E S H E E T Mean Metal Temperature Ts: A hT L | = |  | 931.7964 |  | #VALUE! | 40 |  | = | #VALUE! |  | deg
44 |  | O U T L E T T U B E S H E E T Mean Metal Temperature Ts: α k 1000 |  |  | 192.9884 |  | #VALUE! | 1000 | [6 empty] | O U T L E T T U B E S H E E T
45 |  | O U T L E T T U B E S H E E T Mean Metal Temperature +: Where,; O U T L E T T U B E S H E E T Mean Metal Temperature Ts: k; O U T L E T T U B E S H E E T Mean Metal Temperature Tt: Tubesheet metal thermal conductivity | [7 empty] | #VALUE! |  | kcal/m.h.℃ |  |  | Material |  | A 266 2
46 |  | O U T L E T T U B E S H E E T Mean Metal Temperature Ts: L; O U T L E T T U B E S H E E T Mean Metal Temperature Tt: Tubesheet thickness | [7 empty] | 40 |  | mm |  |  | Thickness |  | 40
47 |  | O U T L E T T U B E S H E E T Mean Metal Temperature Tm: F; O U T L E T T U B E S H E E T Mean Metal Temperature =: =; O U T L E T T U B E S H E E T Mean Metal Temperature (: 1 | = | [6 empty] | 1
48 |  | O U T L E T T U B E S H E E T Mean Metal Temperature Tt: cosh( K ); O U T L E T T U B E S H E E T Mean Metal Temperature (: +; O U T L E T T U B E S H E E T Mean Metal Temperature Ts: α K; O U T L E T T U B E S H E E T Mean Metal Temperature -: sinh( K ) |  | cosh( | #VALUE! | ) + | 192.9884 |  | #VALUE! |  | sinh ( | #VALUE! | )
49 | [14 empty] | 931.7964 | [6 empty] | Pitch Pattern | bar: O U T L E T T U B E S H E E T Mean Metal Temperature Ts
50 |  | O U T L E T T U B E S H E E T Mean Metal Temperature =: =; O U T L E T T U B E S H E E T Mean Metal Temperature Tt: #VALUE! | [12 empty] | Triangular
51 |  | O U T L E T T U B E S H E E T Mean Metal Temperature Tm: for Triangular pitch; O U T L E T T U B E S H E E T Mean Metal Temperature Ts: *; O U T L E T T U B E S H E E T Mean Metal Temperature -: d; O U T L E T T U B E S H E E T Mean Metal Temperature Tt: Tube ID |  | 14.83 | mm |  | P | Tube pitch |  | 25.4 | mm
52 |  | O U T L E T T U B E S H E E T Mean Metal Temperature =: A; O U T L E T T U B E S H E E T Mean Metal Temperature Tt: =; O U T L E T T U B E S H E E T Mean Metal Temperature +: π d L / 2; O U T L E T T U B E S H E E T Mean Metal Temperature Tt: = | π | 14.83 |  | 40 |  | / 2 |  | = | 931.7964 |  | mm2 |  | Yes
53 |  | O U T L E T T U B E S H E E T Mean Metal Temperature =: α; O U T L E T T U B E S H E E T Mean Metal Temperature Tt: =; O U T L E T T U B E S H E E T Mean Metal Temperature +: 0.433 P2 - π d2 / 8; O U T L E T T U B E S H E E T Mean Metal Temperature Tt: = | 0.433 |  | 25.4 | ^2 | - π | 14.83 | ^2 / 8 | = | 192.9884 |  | mm2
54 |  | O U T L E T T U B E S H E E T Mean Metal Temperature Tm: for Square pitch
55 |  | O U T L E T T U B E S H E E T Mean Metal Temperature =: A; O U T L E T T U B E S H E E T Mean Metal Temperature Tt: =; O U T L E T T U B E S H E E T Mean Metal Temperature +: π d L; O U T L E T T U B E S H E E T Mean Metal Temperature Tt: = | π | *** |  | *** |  |  |  | = | *** |  | mm2 |  | - N/A -
56 |  | O U T L E T T U B E S H E E T Mean Metal Temperature =: α; O U T L E T T U B E S H E E T Mean Metal Temperature Tt: =; O U T L E T T U B E S H E E T Mean Metal Temperature +: P2 - π d2 / 4; O U T L E T T U B E S H E E T Mean Metal Temperature Tt: = |  |  | *** | ^2 | - π | *** | ^2 / 4 | = | *** |  | mm2
57 | Notes
58 | *1) | O U T L E T T U B E S H E E T Mean Metal Temperature Tm: For definition and calculation method, please refer to TEMA, Section 7 " Thermal Relations ".
59 | *2)
60 | *3)
| NTES | [18 empty] | Narai Thermal Engineering Services
Note on F6: Cell is filled !
Note on G14: Cell is filled !
Note on G15: Cell is filled !
Note on M14: Cell is filled !
Note on M15: Cell is filled !
Note on S14: Cell is filled !
Note on S15: Cell is filled !
Note on V14: Cell is filled !
Note on W10: Cell is filled !
Note on Y14: Cell is filled !
Note on AC14: Cell is filled !
1

## estimate
E S T I M A T E
1 | Project |  |  | P | [10 empty] | Job No. |  | Later
2 | Client |  |  | A | [10 empty] | Doc. No. |  | EST - S&T - 100
3 | Contractor |  |  | B | [10 empty] | Date |  | 2014. 1. 1.
4 | Code/Standard |  |  | ASME | [10 empty] | Revision |  | 0
5 | Service of Unit |  |  | H/E Name | [10 empty] | Item No. |  | Later
6 | Size |  | Shell 600 ID x 5800 Length,Eff. |  |  |  |  | Type | B E M |  | Installation |  | Horizontal |  | No. of Shells / Unit |  |  | 1
7 | [6 empty] | TEMA Class |  | R | [5 empty] | No. of Units |  |  | 1
8 | E S T I M A T E
9 |  |  |  | Material | [6 empty] | Size |  |  |  | Weight
10 | Description | [6 empty] | Type, … |  |  | ID/OD | L | t | Q'ty | Unit | Total
11 |  |  |  | Code | Kind | Spec. | [5 empty] | mm |  |  | kg | [5 empty] | S.G.
12 | Tube |  |  | ASTM | tube | A 179 |  | Plain |  |  | 19.05 | 5880 | 2.11 | 374 | #VALUE! | #VALUE! |  | STR's |  |  | #VALUE!
13 | Shell |  |  | ASTM | plate | A 516-70 |  |  |  |  | 600 | 5800 | 12 | 1 | #VALUE! | #VALUE! |  |  |  |  | #VALUE! | 2019. 2. 22 !
14 | Shell Girth Flange |  |  | *** | *** | *** | [6 empty] | *** | 0 | 0 | 0 |  |  |  |  | *** | Shell Cover, HE Mounting
15 | Shell Cover |  |  | *** | *** | *** |  | *** |  |  |  |  | *** | 0 | 0 | 0 |  |  |  |  | *** | ***
16 | Bonnet |  |  | ASTM | plate | A 516-70 |  |  |  |  | 600 | #VALUE! | 12 | 2 | #VALUE! | #VALUE! |  |  |  |  | #VALUE!
17 | Bonnet Girth Flange |  |  | ASTM | forging | A 266 2 | [6 empty] | 25 | 2 | #VALUE! | #VALUE! |  |  |  |  | #VALUE!
18 | Pass Partition Plate |  |  | *** | *** | *** |  |  |  |  | *** | *** | *** | 0 | 0 | 0 |  |  |  |  | ***
19 | Bonnet Cover |  |  | ASTM | plate | A 516-70 |  | 2:1 Ellipsoidal |  |  |  |  | 12 | 2 | #VALUE! | #VALUE! |  |  |  |  | #VALUE!
20 | Channel Cover |  |  | *** | *** | *** |  |  |  |  | *** |  | *** | 0 | 0 | 0 |  |  |  |  | ***
21 | Channel Cover Flange |  |  | *** | *** | *** | [6 empty] | *** | 0 | 0 | 0 |  |  |  |  | ***
22 | Tubesheet, Stationary |  |  | ASTM | forging | A 266 2 |  |  |  |  | #VALUE! |  | 40 | 2 | #VALUE! | #VALUE! |  |  |  |  | #VALUE!
23 | Baffle / Support Plt |  |  | ASTM | plate | A 283-C |  |  |  |  | 600 |  | 10 | #VALUE! | #VALUE! | #VALUE! | Area Fraction |  | #VALUE! |  | #VALUE!
24 | Interm. Tube Support |  |  | *** | *** | *** |  |  |  |  | 0 |  | *** | 0 | 0 | 0 | No | 0 | 0 |  | ***
25 | Baffle, Long. |  |  | *** | *** | *** | [5 empty] | *** | *** | 0 | 0 | 0 |  |  |  |  | ***
26 | Tierod | [9 empty] | #VALUE! |  |  | #VALUE!
27 | - Spacer
28 | Impingement Plate |  |  | ASTM | plate | A 240 304 |  | - N/A - |  |  | *** |  | 6 | 0 | 0 | 0 |  |  |  |  | ***
29 | Nozzles | [9 empty] | OD |  | t | [8 empty] | Proj
30 | Shell Inlet |  | Neck | ASTM | pipe | A 106-B |  | 8" | Sch.40 |  | #VALUE! |  | #VALUE! | 1 | #VALUE! | #VALUE! |  |  |  |  | #VALUE! | 200
31 |  |  | Flg | ASTM | forging | A 105 |  | ANSI | WN | 150 lb | #VALUE! |  | #VALUE! | 1 | #VALUE! | #VALUE! |  |  |  |  | #VALUE!
32 | Shell Out |  | Neck | ASTM | pipe | A 106-B |  | 8" | Sch.40 |  | #VALUE! |  | #VALUE! | 1 | #VALUE! | #VALUE! |  |  |  |  | #VALUE! | 200
33 |  |  | Flg | ASTM | forging | A 105 |  | ANSI | WN | 150 lb | #VALUE! |  | #VALUE! | 1 | #VALUE! | #VALUE! |  |  |  |  | #VALUE!
34 | Tube Inlet |  | Neck | ASTM | pipe | A 106-B |  | 16" | Sch.40 |  | #VALUE! |  | #VALUE! | 1 | #VALUE! | #VALUE! |  |  |  |  | #VALUE! | 200
35 |  |  | Flg | ASTM | forging | A 105 |  | ANSI | WN | 150 lb | #VALUE! |  | #VALUE! | 1 | #VALUE! | #VALUE! |  |  |  |  | #VALUE!
36 | Tube Out |  | Neck | ASTM | pipe | A 106-B |  | 16" | Sch.40 |  | #VALUE! |  | #VALUE! | 1 | #VALUE! | #VALUE! |  |  |  |  | #VALUE! | 200
37 |  |  | Flg | ASTM | forging | A 105 |  | ANSI | WN | 150 lb | #VALUE! |  | #VALUE! | 1 | #VALUE! | #VALUE! |  |  |  |  | #VALUE!
38 | Manhole |  | Neck | *** | *** | *** |  | *** | *** |  | *** |  | *** | 0 | 0 | 0 |  |  |  |  | *** | 200
39 | Shell Side |  | Pad | *** | *** | *** |  |  |  |  | *** |  | *** | 0 | 0 | 0 |  |  |  |  | ***
40 |  |  | Flg | *** | *** | *** |  | *** | *** | *** | *** |  | *** | 0 | 0 | 0 |  | *** |  |  | ***
41 |  |  | Blind Flange | *** | *** | *** |  | *** | *** | *** | *** |  | *** | 0 | 0 | 0 |  |  |  |  | ***
42 | Support | [6 empty] | Saddle
43 |  | Saddle |  | ASTM | plate | A 283-C | [6 empty] | #VALUE! | 2 | #VALUE! | #VALUE! |  |  |  |  | #VALUE!
44 |  | Rib |  | ASTM | plate | A 283-C | [6 empty] | #VALUE! | #VALUE! | #VALUE! | #VALUE! |  |  |  |  | #VALUE!
55 |  | Base Plate |  | ASTM | plate | A 283-C | [6 empty] | #VALUE! | 2 | #VALUE! | #VALUE! |  |  |  |  | #VALUE!
56 |  | Pad |  | ASTM | plate | A 516-70 | [6 empty] | #VALUE! | 2 | #VALUE! | #VALUE! |  |  |  |  | #VALUE!
45 |  | Bolt | [5 empty] | #VALUE! | [5 empty] | #VALUE! | [6 empty] | Rear Head | : | M
46 | [6 empty] | Density |  | Surface Area, m2 | [11 empty] | S E T T I N G |  |  | Tube Side Inlet | Shell |  | Tube Side Outlet
47 | Insulation |  |  |  | Mineral Wool |  | 80 | #VALUE! | 11.3701 | #VALUE! | 0 | 0 | 0 |  |  | #VALUE! |  |  |  |  | Insulation | Mineral Wool |  | 0 |  | 0 | 0 | mm | 80 | kg/m3
48 |  |  |  |  | Al |  | 2.7 | #VALUE! | 11.3701 | #VALUE! | 0 | 0 | 0 |  |  | #VALUE! |  |  |  |  | Lagging | Al |  | 0 |  | 0 | 0 | mm | 2.7 | kg/m3
49
50 | [10 empty] | Total |  |  |  | #VALUE!
51 | S U M M A R Y
52 | [10 empty] | Bundle |  |  |  | #VALUE!
53 | [10 empty] | Shell Side |  |  |  | #VALUE!
54 | [10 empty] | Tube Side |  |  |  | #VALUE!
57 | [10 empty] | Total, Net |  |  |  | #VALUE!
58 | [10 empty] | Empty |  |  |  | #VALUE! |  | 5 | % Up
59 | [10 empty] | Oper. |  |  |  | #VALUE! |  | Fluid | #VALUE!
60 | [10 empty] | Filled with Water |  |  |  | #VALUE! |  | Water | #VALUE!
| NTES | [18 empty] | Narai Thermal Engineering Services

## H&M
H E A T & M A S S B A L A N C E
1 | Project |  |  | P | [10 empty] | Job No. |  | Later
2 | Client |  |  | A | [10 empty] | Doc. No. |  | H&M - S&T - 100
3 | Contractor |  |  | B | [10 empty] | Date |  | 2018. 2. 10.
4 | Code/Standard |  |  | ASME | [10 empty] | Revision |  | 0
5 | Service of Unit |  |  | H/E Name |  |  |  | Load | : | Design Case |  |  |  |  | Item No. |  | Later
6 | Type |  |  | B E M
7 | [14 empty] | Sheet No. |  | 1 | of | 1
8 | P R O C E S S D A T A
9 | Fluid Allocation | [7 empty] | Shell Side | [5 empty] | Tube Side | [6 empty] | Shell Side |  |  |  | Tube Side
10 | Fluid Name | [7 empty] | Hot Water | [5 empty] | Cooling Water |  |  |  |  | Fluid Kind |  | Saturated |  |  |  | Saturated
11 | Fluid Quantity, Total | [6 empty] | kg/h | 180000 |  |  | 0 |  |  | 540000.1 |  |  | 0 |  | Fluid in DB |  | H2O |  |  |  | H2O
12 | Temperature (In/Out) |  |  |  |  | T |  | ℃ | 32 |  |  | 25 |  |  | 20 |  |  | 22.33 |  |  |  | In |  | Out |  | In | Out
13 | Density | [6 empty] | kg/m3 | #VALUE! |  |  | #VALUE! |  |  | #VALUE! |  |  | #VALUE! |  | Saturation |  | No |  | No |  | No | No
14 | Fluid Mass Flow, Total |  |  |  |  | m |  | kg/h | 180000 | [5 empty] | 540000.1 |  |  |  |  | Vapor "x" |  | 0 |  | 0 |  | 0 | 0
15 | Specific Heat at Mean Temp. |  |  |  |  | C |  | kcal/kg℃ | #VALUE! | [5 empty] | #VALUE! |  |  |  |  | Temp., Sat. |  | #VALUE! |  | ℃ |  | #VALUE! | ℃
16 | Enthalpy |  |  |  |  | h |  | kcal/kg | #VALUE! |  |  | #VALUE! |  |  | #VALUE! |  |  | #VALUE!
17 | Inlet Pressure | [6 empty] | bar.g | 7 | [5 empty] | 3 | [8 empty] | ℃ |  |  | ℃
18 | C A L C U L A T I O N | [18 empty] | Press., Inlet |  | 7 |  | bar.g |  | 3 | bar.g
19 | [19 empty] | Fluid State |  | #VALUE! |  | #VALUE! |  | #VALUE! | #VALUE!
20 |  | Shell Side | [17 empty] | Temp, Used |  | 32 |  | 25 |  | 20 | 22.33
21 | [19 empty] | Density |  | *** |  | kg/Nm3 |  | *** | kg/Nm3
22 |  | Based on Specific Heat at Mean Temp. | [17 empty] | Flow | kg/h | 180000 |  |  |  | 540000.1
23 |  | Hs | = | m C ΔT |  | = | #VALUE! |  | x | #VALUE! |  | x ( | #VALUE! |  | - | #VALUE! |  | ) |  |  | M3/h | #VALUE! |  | #VALUE! |  | #VALUE! | #VALUE!
24 |  |  | = | #VALUE! |  |  | kcal/h | [12 empty] | S. Heat, Mean |  | *** |  | *** |  | *** | ***
25 | [19 empty] | Enthalpy |  | #VALUE! |  | #VALUE! |  | #VALUE! | #VALUE!
26 |  | Based on Enthalpy | [17 empty] | Heat Change |  |  | #VALUE! |  | kcal/h | #VALUE! | #VALUE! | %
27 |  | Hs | = | m Δh |  | = | #VALUE! |  |  |  |  | x ( | #VALUE! |  | - | #VALUE! |  | ) |  | Fld Cond,Hot or Cold |  |  |  |  | #VALUE! |  |  |  | #VALUE!
28 |  |  | = | #VALUE! |  |  | kcal/h
29
30 |  | Tube Side
31
32 |  | Based on Specific Heat at Mean Temp.
33 |  | Ht | = | m C ΔT |  | = | #VALUE! |  | x | #VALUE! |  | x ( | #VALUE! |  | - | #VALUE! |  | )
34 |  |  | = | #VALUE! |  |  | kcal/h
35
36 |  | Based on Enthalpy
37 |  | Ht | = | m Δh |  | = | #VALUE! |  |  |  |  | x ( | #VALUE! |  | - | #VALUE! |  | )
38 |  |  | = | #VALUE! |  |  | kcal/h
39
40 |  | Deviation |  | = | abs( Hs / Ht - 1 ) x 100 |  |  |  |  | = | #VALUE! |  | % | #VALUE! | 1 | % Max. |  | #VALUE!
41
42 | - B L A N K -
43
44
45
46
47
48
49
50
51
52
53
54
55 | Notes
56 | *1)
57 | *2)
58 | *3)
59 | *4)
60 | *5)
| NTES | [17 empty] | Narai Thermal Engineering Services
Note on I14: Cell id filled !
Note on I19: Cell is filled !
Note on M13: Cell is filled !
Note on M19: Cell is filled !
Note on O14: Cell is filled !
Note on S13: Cell is filled !
Note on S19: Cell is filled !
Note on U14: Cell is filled !

## Uvaule
H E A T T R A N S F E R C A L C U L A T I O N
1 | Project |  |  | P | [9 empty] | Job No. |  | Later
2 | Client |  |  | A | [9 empty] | Doc. No. |  | HTC - FWH - 100
3 | Contractor |  |  | B | [9 empty] | Date |  | 2018. 2. 10.
4 | [13 empty] | Revision |  | 0
5 | Service of Unit |  |  | H/E Name | [9 empty] | Item No. |  | Later
6 | Size |  | Shell 600 ID x 5800 Length,Eff. | [5 empty] | Type |  | B E M |  |  | Installation
7 | [13 empty] | Sheet No. |  | 1 | of |  | 1
8 | C A L C U L A T I O N
9
10 |  | Heat Transfer Rate ( Overall H. T. Coefficient )
11 |  | Ud | = | [6 empty] | 1
12 |  |  |  | 1 | + | ro |  | + | tw | do | + ( | 1 |  | + | ri |  | ) x | do
13 |  |  |  | ho |  |  |  |  | kw | dm |  | hi | [5 empty] | di
14 |  |  | = | [6 empty] | 1
15 |  |  |  | 1 | + | 0.0002 |  | + | 0.00211 | 19.05 | + ( | 1 |  | + | 0.0002 |  | ) x | 19.05
16 |  |  |  | #VALUE! |  |  |  |  | #VALUE! | 16.852 |  | #VALUE! | [5 empty] | 14.83
17 | [19 empty] | from Thermal Design
18 |  |  | = | #VALUE! | kcal/m2.h.℃ | [14 empty] | #VALUE! | Dev. | #VALUE! | %
19
20
21 |  | H. T. Area, Required
22
23 |  | Ar | = | H / Ud / MTD |  | = | #VALUE! |  |  | x | #VALUE! |  | / | #VALUE! |  | = | #VALUE! |  | m2
24
25 |  | H. T. Area, Margin
26
27 |  | Ma | = | ( Aa / Ar - 1 ) x 100 |  |  | = ( | 129.8209 |  | / | #VALUE! |  | - | 1 | ) | = | #VALUE! |  | %
28
29
30 |  | Nomenclature
31 |  | ho | Film Heat Transfer Coefficient |  |  |  | Shell Side |  | kcal/m2.h.℃ |  |  | H | Heat Duty |  |  |  |  | kcal/h
32 |  | ro | Fouling Resistance |  |  |  | Shell Side |  | m2.h.℃/kcal |  |  | MTD | Effective Mean Temp. Diff. |  |  |  |  | ℃
33 |  | tw | Tube Wall Thickness | [5 empty] | m |  |  | Aa | H. T. Area, Actual, Outside |  |  |  |  | m2
34 |  | kw | Tube Thermal Conductivity | [5 empty] | kcal/m.h.℃
35 |  | do | Tube OD | [5 empty] | mm
36 |  | dm | Tube Mean Diameter | [5 empty] | mm
37 |  | hi | Film Heat Transfer Coefficient |  |  |  | Tube Side |  | kcal/m2.h.℃
38 |  | ri | Fouling Resistance |  |  |  | Tube Side |  | m2.h.℃/kcal
39 |  | di | Tube ID | [5 empty] | mm
40
41
42 |  | Heat Transfer Rate, Clean
43 |  | Uc | = | [6 empty] | 1
44 |  |  |  | 1 | + | ro |  | + | tw | do | + ( | 1 |  | + | ri |  | ) x | do
45 |  |  |  | ho |  |  |  |  | kw | dm |  | hi | [5 empty] | di
46 |  |  | = | [6 empty] | 1
47 |  |  |  | 1 | + | 0 |  | + | 0.00211 | 19.05 | + ( | 1 |  | + | 0 |  | ) x | 19.05
48 |  |  |  | #VALUE! |  |  |  |  | #VALUE! | 16.852 |  | #VALUE! | [5 empty] | 14.83
49 | [19 empty] | from Thermal Design
50 |  |  | = | #VALUE! | kcal/m2.h.℃ | [14 empty] | #VALUE! | Dev. | #VALUE! | %
51
52 |  | Cleanliness Factor
53
54 |  | Fcln | = | Ud / Uc x 100 |  | = | #VALUE! |  | / | #VALUE! |  | x | 100 |  |  | = | #VALUE! |  | %
55
56
57 | Notes
58 | *1)
59 | *2)
60 | *3)
*4)
| NTES | [17 empty] | Narai Thermal Engineering Services

## TD
| T H E R M A L D E S I G N o f S H E L L & T U B E T Y P E H / E | [13 empty] | Doc. No. |  | TD - S&T - 100
[15 empty] | Date |  | 2018. 2. 10.
[15 empty] | Revision |  | 0
[15 empty] | Sheet No. |  | 1 | of |  | 1
T a b l e of C o n t e n t s
|  |  |  | 1. | H E A T & M A S S B A L A N C E
|  |  |  | 2. | L M T D / M T D C A L C U L A T I O N
|  |  |  | 3. | C O N S T R U C T I O N D A T A
|  |  |  | 4. | G E O M E T R I C C A L C U L A T I O N
|  |  |  | 5. | H E A T T R A N S F E R C O E F F I C I E N T : C O R R E C T I O N F A C T O R
|  |  |  | 6. | H E A T T R A N S F E R C O E F F I C I E N T : S H E L L S I D E
|  |  |  | 7. | H E A T T R A N S F E R C O E F F I C I E N T : T U B E S I D E
|  |  |  | 8. | O V E R A L L H E A T T R A N S F E R C O E F F I C I E N T
|  |  |  | 9. | B A S I C H E A T T R A N S F E R R E L A T I O N
|  |  |  | 10. | P R E S S U R E D R O P : S H E L L S I D E
|  |  |  | 11. | P R E S S U R E D R O P : T U B E S I D E
| NTES | [18 empty] | Narai Thermal Engineering Services
T H E R M A L D E S I G N o f S H E L L & T U B E T Y P E H / E
1 | Project |  |  | P | [10 empty] | Job No. |  | Later
2 | Client |  |  | A | [10 empty] | Doc. No. |  | TD - S&T - 100
3 | Contractor |  |  | B | [10 empty] | Date |  | 2018. 2. 10.
4 | [14 empty] | Revision |  | 0
5 | Service of Unit |  |  | H/E Name | [10 empty] | Item No. |  | Later
6 | Type |  |  | B E M |  |  |  |  | Installation |  | Horizontal
7 | Oper. Case |  |  | Design Case | [10 empty] | Sheet No. |  | 1 | of |  | 8
8 | P R O C E S S D A T A
9 | Fluid Allocation | [7 empty] | Shell Side | [5 empty] | Tube Side | [7 empty] | Shell Side |  |  |  | Tube Side |  |  |  |  | Shell Side |  |  |  | Tube Side
10 | Fluid Name | [7 empty] | Hot Water | [5 empty] | Cooling Water | [5 empty] | Fluid Kind |  | Saturated |  |  |  | Saturated |  |  |  |  | Gas Mixture |  | volume% |  |  |  | volume%
11 | Fluid Quantity, Total | [6 empty] | kg/h | 180000 |  |  | 0 |  |  | 540000.1 |  |  | 0 |  |  | Fluid in DB |  | H2O |  |  |  | H2O |  |  |  |  | *** |  | *** |  | *** |  | ***
12 | Temperature (In/Out) |  |  |  |  | T |  | ℃ | 32 |  |  | 25 |  |  | 20 |  |  | 22.33 |  |  |  |  | In |  | Out |  | In |  | Out |  |  | *** |  | *** |  | *** |  | ***
13 | Density |  |  |  |  | ρ |  | kg/m3 | #VALUE! |  |  | #VALUE! |  |  | #VALUE! |  |  | #VALUE! |  |  | Saturation |  | No |  | No |  | No |  | No |  |  | *** |  | *** |  | *** |  | ***
14 | Fluid Mass Flow, Total |  |  |  |  | m |  | kg/h | 180000 | [5 empty] | 540000.1 | [5 empty] | Vapor "x" |  | 0 |  | 0 |  | 0 |  | 0 |  |  | *** |  | *** |  | *** |  | ***
15 | Specific Heat at Mean Temp. |  |  |  |  | C |  | kcal/kg℃ | #VALUE! | [5 empty] | #VALUE! | [5 empty] | Temp., Sat. |  | #VALUE! |  | ℃ |  | #VALUE! |  | ℃ |  |  | *** |  | *** |  | *** |  | ***
16 | Enthalpy |  |  |  |  | h |  | kcal/kg | #VALUE! |  |  | #VALUE! |  |  | #VALUE! |  |  | #VALUE! | [13 empty] | *** |  | *** |  | *** |  | ***
17 | Inlet Pressure | [6 empty] | bar.g | 7 | [5 empty] | 3 | [9 empty] | ℃ |  |  |  | ℃ |  |  | *** |  | *** |  | *** |  | ***
18 | H E A T & M A S S B A L A N C E | [19 empty] | Press., Inlet |  | 7 |  | bar.g |  | 3 |  | bar.g |  |  | *** |  | *** |  | *** |  | ***
19 | [20 empty] | Fluid State |  | #VALUE! |  | #VALUE! |  | #VALUE! |  | #VALUE! |  |  | *** |  | *** |  | *** |  | ***
20 | Shell Side Heat Amount | [19 empty] | Temp, Used |  | 32 |  | 25 |  | 20 |  | 22.33 |  |  | *** |  | *** |  | *** |  | ***
21 |  | Based on Specific Heat at Mean Temp. | [18 empty] | Density |  | *** |  | kg/Nm3 |  | *** |  | kg/Nm3 |  |  | Total |  | *** |  | Total |  | ***
22 |  | Hs | = | m C ΔT |  | = | #VALUE! |  | x | #VALUE! |  | x ( | #VALUE! |  | - | #VALUE! |  | ) |  |  | Flow | kg/h | 180000 |  |  |  | 540000.1
23 |  |  | = | #VALUE! |  |  | kcal/h | [14 empty] | M3/h | #VALUE! |  | #VALUE! |  | #VALUE! |  | #VALUE!
24 |  | Based on Enthalpy | [18 empty] | S. Heat, Mean |  | *** |  | *** |  | *** |  | ***
25 |  | Hs | = | m Δh |  | = | #VALUE! |  |  |  |  | x ( | #VALUE! |  | - | #VALUE! |  | ) |  |  | Enthalpy |  | #VALUE! |  | #VALUE! |  | #VALUE! |  | #VALUE!
26 |  |  | = | #VALUE! |  |  | kcal/h | [13 empty] | Heat Change |  |  | #VALUE! |  | kcal/h | #VALUE! |  | #VALUE! |  | %
27 | [20 empty] | Fld Cond,Hot or Cold |  |  | #VALUE! |  |  |  | #VALUE!
28 | Tube Side Heat Amount
29 |  | Based on Specific Heat at Mean Temp. | [21 empty] | from "SS" Sheet
30 |  | Ht | = | m C ΔT |  | = | #VALUE! |  | x | #VALUE! |  | x ( | #VALUE! |  | - | #VALUE! |  | ) | [5 empty] | #VALUE! |  |  | #VALUE! |  | #VALUE! | %
31 |  |  | = | #VALUE! |  |  | kcal/h
32 |  | Based on Enthalpy | [21 empty] | from "SS" Sheet
33 |  | Ht | = | m Δh |  | = | #VALUE! |  |  |  |  | x ( | #VALUE! |  | - | #VALUE! |  | ) |  |  |  | Heat Duty |  | #VALUE!
34 |  |  | = | #VALUE! |  |  | kcal/h
35
36 |  | Deviation |  | = | abs( Hs / Ht - 1 ) x 100 |  |  |  |  | = | #VALUE! |  | % | #VALUE! | 1 | % Max. |  | #VALUE!
37
38 | L M T D / M T D C A L C U L A T I O N
39
40 |  |  | Tsi | [7 empty] | LMTD | = |  | ΔT1 - ΔT2 |  | = | #VALUE! |  | ℃ |  |  | from " HT " |  | #VALUE! |  | No
41 |  |  | #VALUE! | ℃ |  |  |  | Tso |  |  |  |  | LN ( | ΔT1 / ΔT2 ) | [7 empty] | Cal'd |  | #VALUE!
42 | [7 empty] | #VALUE! | ℃ |  | P | = | Tto | - | Tti | = | #VALUE!
43 |  | Tsi - Tto = | ΔT1 | [9 empty] | Tsi | - | Tti
44 |  |  | #VALUE! | ℃ |  |  |  | ΔT2 | = Tso - Tti |  | R | = | Tsi | - | Tso | = | #VALUE!
45 | [7 empty] | #VALUE! | ℃ |  |  |  | Tto | - | Tti
46 |  |  | Tto | [7 empty] | F |  |  |  |  | = | #VALUE! |  |  |  |  | from " HT " |  | #VALUE!
47 |  |  | #VALUE! | ℃ |  |  |  | Tti |  |  | MTD | = | F x LMTD |  |  | = | #VALUE! |  | ℃ |  |  | from " HT " |  | #VALUE!
48 | [7 empty] | #VALUE! | ℃
49
50 |  | Where, |  | Tsi | Shell Side Fluid Temp., Inlet | [5 empty] | LMTD |  | Logarithmic Mean Temp. Difference
51 |  |  |  | Tso | Shell Side Fluid Temp., Outlet | [5 empty] | P |  | Temperature Efficiency
52 |  |  |  | Tti | Tube Side Fluid Temp., Inlet | [5 empty] | R |  | Heat Capacity Ratio
53 |  |  |  | Tto | Tube Side Fluid Temp., Outlet | [5 empty] | F |  | LMTD Correction Factor |  |  |  | * from Figures in TEMA
54 | [10 empty] | MTD |  | Corrected Mean Temp. Difference
55 | Notes
56 | *1)
57 | *2)
58 | *3)
59 | *4)
60 | *5)
| NTES | [18 empty] | Narai Thermal Engineering Services
T H E R M A L D E S I G N o f S H E L L & T U B E T Y P E H / E
1 | Project |  |  | P | [10 empty] | Job No. |  | Later
2 | Client |  |  | A | [10 empty] | Doc. No. |  | TD - S&T - 100
3 | Contractor |  |  | B | [10 empty] | Date |  | 2018. 2. 10.
4 | [14 empty] | Revision |  | 0 |  |  |  |  | TEMA Type Designation
5 | Service of Unit |  |  | H/E Name | [10 empty] | Item No. |  | Later |  |  |  |  | F. End | Shell | R. End
6 | Type |  |  | B E M |  |  |  |  | Installation |  | Horizontal | [10 empty] | B | E | M
7 | Oper. Case |  |  | Design Case
8 | [14 empty] | Sheet No. |  | 2 | of |  | 8 | + | 1
9 | C O N S T R U C T I O N D A T A
10 | Tube OD |  |  |  |  | od |  | = | 19.05 |  | mm |  |  |  |  | = | 0.01905 |  | m
11 | Tube Thickness | [6 empty] | = | 2.11 |  | mm |  |  |  |  | = | 0.00211 |  | m
12 | Tube Wall Kind |  |  | Avg.
13 | Tube Thickness for Cal. |  |  |  |  | t |  | = | 2.11 |  | mm |  |  |  |  | = | 0.00211 |  | m
14 | Tube ID |  |  |  |  | id |  | = | 14.83 |  | mm |  |  |  |  | = | 0.01483 |  | m |  |  | Tube Kind
15 | Tube Type |  |  | STR. Tube | [17 empty] | STR. Tube
16 | No. of Tubes, Total |  |  |  |  | Ntbt |  | = | [8 empty] | 374 |  | STR's
17 | No. of Tubes, Equiv. Straight |  |  |  |  | Ntbs |  | = | [8 empty] | 374 |  | STR's
18 | No. of Tube Passes |  |  |  |  | Ntps |  | = | [8 empty] | 1
19 | No. of Tubes, Tube Pass |  |  |  |  | Ntbp |  | = | [8 empty] | 374 |  | ea |  |  | Le | 5800 | OTL | 580
20 | Eff. Tube Length, Equiv. Straight |  |  |  |  | Le |  | = | 5800 |  | mm |  |  |  |  | = | 5.8 |  | m |  |  | SMTL | 5800
21 | Shell Diameter, Inside |  |  |  |  | Ds |  | = | 600 |  | mm |  |  |  |  | = | 0.6 |  | m
22 | Outer Tube Limit ( OTL ) |  |  |  |  | Dotl |  | = | 580 |  | mm |  |  |  |  | = | 0.58 |  | m
23 | Diametral Clearance |  |  |  |  | Lbb |  | = | Ds - Dotl |  | = | 20 |  | mm |  | = | 0.02 |  | m
24 | Center Tube Limit ( CTL ) |  |  |  |  | Dctl |  | = | Dotl - od |  | = | 560.95 |  | mm |  | = | 0.56095 |  | m
25 | Pitch Pattern | [7 empty] | Triangular
26 | Tube Pitch |  |  |  |  | Ltp |  | = | 25.4 |  | mm |  |  |  |  | = | 0.0254 |  | m |  |  | Triangular |  | Rotated Triangular |  | Square |  | Rotated Square
27 | Tube Pitch, Effective |  |  |  |  | Ltpeff |  | = | 25.4 |  | mm |  |  |  |  | = | 0.0254 |  | m |  |  | 1 |  | 0.86603 |  | 1 |  | 0.70711
28 | Tube Pitch, Long. |  |  |  |  | Lpp |  | = | 21.997 |  | mm | [10 empty] | 0.86603 |  | 1 |  | 1 |  | 0.70711
29 | Baffle Spacing |  |  | Center |  | Lbc |  | = | 400 |  | mm |  |  |  |  | = | 0.4 |  | m
30 |  |  |  | Inlet |  | Lbi |  | = | #VALUE! |  | mm |  |  |  |  | = | #VALUE! |  | m
31 |  |  |  | Outlet |  | Lbo |  | = | #VALUE! |  | mm |  |  |  |  | = | #VALUE! |  | m
32 | No. of Baffles |  |  |  |  | Nb |  | = | [7 empty] | = | #VALUE!
33 | G E O M E T R I C C A L C U L A T I O N
34
35 | Flow Passage Area, Tube Side
36
37 |  | Afpi | = | π / 4 | x | id |  | ^2 x | Ntbp | [12 empty] | from "SS" Sheet
38 |  |  | = | π / 4 | x | 0.01483 |  | ^2 x | 374 | [6 empty] | = | 0.064602 |  | m2 |  | Afpi = | 0.064602
39
40 | Cross-flow Area, at Bundle Center, Shell Side
42
41 |  | Sm | = | Lbc | [ | Lbb | + | Dctl | / | Ltpeff | x ( | Ltp | - | od | ) ]
43 |  |  |  | 0.4 | [ | 0.02 | + | 0.56095 | / | 0.0254 | x ( | 0.0254 | - | 0.01905 | ) ] | = | 0.064095 |  | m2
44
45 | Heat Transfer Area, Effective, Total, based on Tube Outside
46
47 |  | At | = | π | x | od |  | x | Le |  | x | Ntbs | [9 empty] | from "SS" Sheet
48 |  |  | = | π | x | 0.01905 |  | x | 5.8 |  | x | 374 |  |  |  | = | 129.8209 |  | m2 |  | At = | 129.8209
49
50 | - B L A N K -
51
52
53
54
55 | Notes
56 | *1)
57 | *2)
58 | *3)
59 | *4)
60 | *5)
| NTES | [18 empty] | Narai Thermal Engineering Services
T H E R M A L D E S I G N o f S H E L L & T U B E T Y P E H / E
1 | Project |  |  | P | [10 empty] | Job No. |  | Later
2 | Client |  |  | A | [10 empty] | Doc. No. |  | TD - S&T - 100
3 | Contractor |  |  | B | [10 empty] | Date |  | 2018. 2. 10.
4 | [14 empty] | Revision |  | 0
5 | Service of Unit |  |  | H/E Name | [10 empty] | Item No. |  | Later
6 | Type |  |  | B E M |  |  |  |  | Installation |  | Horizontal
7 | Oper. Case |  |  | Design Case
8 | [14 empty] | Sheet No. |  | 3 | of |  | 8 | + | 2
9 | H E A T T R A N S F E R C O E F F I C I E N T : C O R R E C T I O N F A C T O R
10 | [8 empty] | Baffle Cut |  |  | Bc | = |  |  |  |  | 25 |  | %
11 | [8 empty] | Baffle Clearance |  |  | Lsb | = |  |  |  |  | #VALUE! |  | mm
12 |  |  |  |  | θds |  | Baffle Cut |  | Baffle Diamater |  |  | Db | = |  |  |  |  | #VALUE! |  | mm
13 | [8 empty] | Baffle Cut Angle |  |  | θds | = | 2 cos^(-1) [ 1 - 2 ( Bc / 100 ) ] = |  |  |  |  | 120 | deg
14 |  |  |  | θctl |  |  |  |  | Angle of Baffle Cut relative to Centerline
15 | [9 empty] | θctl | = | 2 cos^(-1) { Ds / Dctl x [ 1 - 2 ( Bc / 100 ) ] } = | [6 empty] | 115.3383 | deg
16 | [5 empty] | Dctl | 560.95 |  | Tube Hole Clearance |  |  | Ltb | = |  |  |  |  | 0.8 |  | mm |  | C1 | Triangular
17 | [8 empty] | Tube Hole Diameter |  |  | Dh | = | od + Ltb |  |  |  | 19.85 |  | mm |  | Triangular |  | Rotated Triangular |  | Square |  | Rotated Square
18 | [5 empty] | Dotl | 580 |  | No. of Tubes, Max. |  |  | Ntt | = | π/4 xDctl^2/(0.866 Ltp^2)= |  |  |  | 442 |  |  |  | 0.86603 |  | 0.86603 |  | 1 |  | 1
19 | [5 empty] | Ds | 600 |  | No. of Tubes, Installed |  |  | Ntbs | = |  |  |  |  | 374
20 | [8 empty] | No. of Tube Rows crossed between Baffle Tips in One Baffle Section
21 |  |  |  | Lp | ( By-pass lane ) | [6 empty] | Ntcc | = | Ds/Lpp (1-2Bc/100 ) |  |  | = | 13.6382
22 |  |  |  | 0 |  |  |  |  | No. of Tube Rows crossed in the Window Area
23 | Baffle and Tube Bundle Geometry | [8 empty] | Ntcw | = | 0.8/Lpp [Ds Bc/100 - (Ds-Dctl)/2 ] |  |  |  |  | = | 4.7452
24
25 | Correction Factor due to Baffle Cut
26 |  | Window Cross-sectional Area Fraction | [5 empty] | Fw | = | θctl / 360 - sin θctl / 2 π | [6 empty] | = | 0.17654 |  |  |  | from "HT" Sheet
27 |  | JC | = | 0.55 + 0.72 ( 1 - 2 Fw ) | [12 empty] | = | 1.0158 |  |  |  | #VALUE! |  | * Typical : |  | 0.65 | ~ | 1.175
28 | Correction Factor due to Baffle Leakage
29 |  | Shell-to-Baffle Leakage Area | [5 empty] | Ssb | = | π / 2 / 360 x Ds Lsb ( 360 - θds ) | [6 empty] | = | #VALUE! |  | m2
30 |  | Tube-to-Baffle Hole Leakage Area | [5 empty] | Stb | = | π/4 ( Dh^2 - od^2 ) [ Ntt ( 1 - 2Fw ) + Ntbs ]/2 | [6 empty] | = | 0.008065 |  | m2
31 | [7 empty] | rs | = | Ssb / ( Ssb + Stb ) | [6 empty] | = | #VALUE!
32 | [7 empty] | rlm | = | ( Ssb + Stb ) / Sm | [6 empty] | = | #VALUE!
33 |  | JL | = | 0.44 ( 1 - rs ) + [ 1 - 0.44 ( 1 - rs ) ] Exp( -2.2 rlm) | [12 empty] | = | #VALUE! |  |  |  | #VALUE! |  | * Typical : |  | 0.7 | ~ | 0.9
34 | Correction Factor due to Bundle By-pass
35 |  | By-pass Area | [5 empty] | Sb | = | Lbc [ ( Ds - Dotl ) + Lp ] | [6 empty] | = | 0.008 |  | m2
36 |  | Ratio, By-pass to Cross-flow Area | [5 empty] | Fsbh | = | Sb / Sm | [6 empty] | = | 0.12481 |  |  |  | Cbh |  | Re, Shell
37 |  | No. of Pairs of Sealing Strips | [5 empty] | Nss | = | 0 | [11 empty] | 100 |  | #VALUE!
38 | [7 empty] | rss | = | Nss / Ntcc | [6 empty] | = | 0 |  |  |  | 1.35 | 1.25
39 |  | JB | = | #VALUE! | [12 empty] | = | #VALUE! |  |  |  | #VALUE! |  | * Typical : |  |  | ~ | 1
40 | Correction Factor due to Unequal Baffle Spacing | [11 empty] | * n = | #VALUE!
41 |  | JS | = | ( Nb - 1 ) |  | + | ( Lbi / Lbc )^( 1 - n ) |  |  | + | ( Lbo / Lbc )^( 1 - n ) | [5 empty] | = | #VALUE! |  |  |  | #VALUE!
42 |  |  |  | ( Nb - 1 ) |  | + | ( Lbi / Lbc ) |  |  | + | ( Lbo / Lbc )
43 | Correction Factor due to Laminar Flow
44 |  | No. of Tube Rows crossed by the Flow in the Entire H/E | [8 empty] | Nc | = | ( Ntcc + Ntcw ) ( Nb + 1 ) |  |  |  | = | #VALUE!
45 |  |  | = | 1 | [7 empty] | Re | > | 100 | [10 empty] | Re, Shell
46 |  | JR | = | JR20 + [ ( 20 - Re ) / 80 ] [ JR20 - 1 ] | [5 empty] | 20 | < | Re | < | 100 |  |  | = | #VALUE! |  |  |  | #VALUE! |  | Re | #VALUE!
47 |  |  | = | ( 10 / Nc )^0.18 |  |  | ( = | JR20 | ) | 20 | > | Re | * Min. | 0.4
48
49
50 | Correction Factor
51 |  | J | = | JC x JL x JB x JS x JR | [12 empty] | = | #VALUE! |  |  |  | #VALUE!
52
53
54
55 | Notes
56 | *1)
57 | *2)
58 | *3)
59 | *4)
60 | *5)
| NTES | [18 empty] | Narai Thermal Engineering Services
T H E R M A L D E S I G N o f S H E L L & T U B E T Y P E H / E
1 | Project |  |  | P | [10 empty] | Job No. |  | Later
2 | Client |  |  | A | [10 empty] | Doc. No. |  | TD - S&T - 100
3 | Contractor |  |  | B | [10 empty] | Date |  | 2018. 2. 10.
4 | [14 empty] | Revision |  | 0
5 | Service of Unit |  |  | H/E Name | [10 empty] | Item No. |  | Later
6 | Type |  |  | B E M |  |  |  |  | Installation |  | Horizontal
7 | Oper. Case |  |  | Design Case
8 | [14 empty] | Sheet No. |  | 4 | of |  | 8 | + | 3
9 | H E A T T R A N S F E R C O E F F I C I E N T : S H E L L S I D E | [29 empty] | Taborek
10 | [21 empty] | Saturated | [8 empty] | Table 3.0 |  |  |  |  | Selected Values
11 | Fluid Properties | [20 empty] | H2O |  | No. of Zones | [6 empty] | Empirical Coeff. for " j1 " |  |  |  |  | #VALUE! |  | #VALUE! | 1.45 | 0.519
12 | [8 empty] | Mean |  |  | Wall | [9 empty] | #VALUE! | <- | #VALUE! |  | Wall |  |  |  |  | Lay-out |  | Re |  | a1 |  | a2 |  | a3 | a4
13 |  | Temperature |  |  |  |  | T |  | #VALUE! |  |  | #VALUE! |  |  | ℃ | [6 empty] | 7 | bar.g |  |  | #VALUE! | ℃ |  |  |  | Triangular |  | 100000 |  | 0.321 | #VALUE! | -0.388 | #VALUE! | 1.45 | 0.519
14 |  | Viscosity |  |  |  |  | μ |  | #VALUE! |  |  | #VALUE! |  |  | kg/m.h | [10 empty] | 0 | [6 empty] | 10000 |  | 0.321 |  | -0.388
15 |  | Thermal Conductivity |  |  |  |  | k |  | #VALUE! |  |  | #VALUE! |  |  | kcal/m.h.℃ | [17 empty] | 1000 |  | 0.593 |  | -0.477
16 |  | Prandtl No. |  |  |  |  | Pr |  | #VALUE! |  |  | #VALUE! |  |  | --- | [17 empty] | 100 |  | 1.36 |  | -0.657
17 | [32 empty] | < | 10 | 1.4 |  | -0.667
18 | [30 empty] | Rotated Triangular |  | 100000 |  | 0.321 | #VALUE! | -0.388 | #VALUE! | 1.45 | 0.519
19 | Mass Velocity | [31 empty] | 10000 |  | 0.321 |  | -0.388
20 | [32 empty] | 1000 |  | 0.593 |  | -0.477
21 |  | G | = | ms / Sm |  | = | 180000 |  | / | 0.064095 | [5 empty] | = | 2808331.3831 |  | kg/m2.h | [13 empty] | 100 |  | 1.36 |  | -0.657
22 | [32 empty] | < | 10 | 1.4 |  | -0.667
23 | [21 empty] | Triangular | [8 empty] | Square |  | 100000 |  | 0.37 | #VALUE! | -0.395 | #VALUE! | 1.187 | 0.37
24 | Reynolds No. | [20 empty] | a |  | = | a3 / ( 1 + 0.14 Re^a4 ) | [7 empty] | 10000 |  | 0.107 |  | -0.266
25 | [21 empty] | C |  | = | a1 [ 1.33 / ( Ltp / od ) ]^a | [7 empty] | 1000 |  | 0.408 |  | -0.46
26 |  | Re | = | G x od / μm |  | = | 2808331.3831 |  | x | 0.01905 |  | / | #VALUE! |  |  | = | #VALUE! | [6 empty] | m |  | = | 1 + a2 | [5 empty] | 100 |  | 0.9 |  | -0.631
27 | [32 empty] | < | 10 | 0.97 |  | -0.667
28 | [21 empty] | C |  | m |  | n |  |  |  |  | Rotated Square |  | 100000 |  | 0.37 | #VALUE! | -0.396 | #VALUE! | 1.93 | 0.5
29 | Nusselt No. | [20 empty] | #VALUE! |  | #VALUE! |  | 0.33333 | [6 empty] | 10000 |  | 0.37 |  | -0.396
30 | [21 empty] | from "HT" Sheet | [10 empty] | 1000 |  | 0.73 |  | -0.5
31 |  | Nu | = | J | x | C | Re |  | ^ | m | x | Prm |  | ^ | n | [6 empty] | Cal'd |  | Adjusted |  | 적용 | [6 empty] | 100 |  | 0.498 |  | -0.656
32 |  |  | = | J | x | C | #VALUE! |  | ^ | m | x | #VALUE! |  | ^ | n | = | #VALUE! |  |  |  | sNu = | #VALUE! |  | #VALUE! |  | Yes | [6 empty] | < | 10 | 1.55 |  | -0.667
33 | [30 empty] | Rotated Triangular |  | : | Triangular 랑 같이 되어있으니 추후 수정 요 !
34 | [21 empty] | Correction Factor
35 | Correction Factor | [21 empty] | Saturated |  | #VALUE! | Re | >= | 100
36 |  | Liquid 경우 | [20 empty] | #VALUE! | #VALUE! |  | Hot | Cold | Hot | Cold |  | Gas 경우
37 |  | fh | = | ( μm / μw ) ^ p |  |  | = | ( | #VALUE! |  | / | #VALUE! |  | ) ^ | #VALUE! | = | #VALUE! |  |  |  |  | #VALUE! | #VALUE! |  | Liquid | 0.25 | 0.11 | 0.14 | 0.14 |  | fh | = | ( | Tm | + | 273.15 | ) ^ | p | = ( | #VALUE! | + | 273.15 | ) ^ | #VALUE! | = | #VALUE!
38 | [24 empty] | Vapor | 0 | 0.5 | 0 | 0 |  |  |  |  | Tw | + | 273.15 |  |  |  | #VALUE! | + | 273.15
39
40 | H. T. Coefficient
41
42 |  | ho | = | km / od x Nu x fh | [17 empty] | from "HT" Sheet
43 | [21 empty] | Cal'd |  | Adjusted
44 |  |  | = | #VALUE! |  | / | 0.01905 |  | x | #VALUE! |  | x | #VALUE! |  |  | = | #VALUE! |  | kcal/m2.h.℃ |  | ho = | #VALUE! |  | #VALUE!
45
46 | - B L A N K -
47
48
49
50
51
52
53
54
55
56
57 | Notes
58 | *1)
59 | *2)
60 | *3)
| NTES | [18 empty] | Narai Thermal Engineering Services
T H E R M A L D E S I G N o f S H E L L & T U B E T Y P E H / E
1 | Project |  |  | P | [10 empty] | Job No. |  | Later
2 | Client |  |  | A | [10 empty] | Doc. No. |  | TD - S&T - 100
3 | Contractor |  |  | B | [10 empty] | Date |  | 2018. 2. 10.
4 | [14 empty] | Revision |  | 0
5 | Service of Unit |  |  | H/E Name | [10 empty] | Item No. |  | Later
6 | Type |  |  | B E M |  |  |  |  | Installation |  | Horizontal
7 | Oper. Case |  |  | Design Case
8 | [14 empty] | Sheet No. |  | 5 | of |  | 8 | + | 4
9 | H E A T T R A N S F E R C O E F F I C I E N T : T U B E S I D E
10 | [21 empty] | Saturated
11 | Fluid Properties | [20 empty] | H2O |  | No. of Zones
12 | [8 empty] | Mean |  |  | Wall | [9 empty] | #VALUE! | <- | #VALUE! |  | Wall
13 |  | Temperature |  |  |  |  | T |  | #VALUE! |  |  | #VALUE! |  |  | ℃ | [6 empty] | 3 | bar.g |  |  | #VALUE! | ℃
14 |  | Viscosity |  |  |  |  | μ |  | #VALUE! |  |  | #VALUE! |  |  | kg/m.h | [10 empty] | 0
15 |  | Thermal Conductivity |  |  |  |  | k |  | #VALUE! |  |  | #VALUE! |  |  | kcal/m.h.℃
16 |  | Prandtl No. |  |  |  |  | Pr |  | #VALUE! |  |  | #VALUE! |  |  | ---
17
18
19 | Mass Velocity
20
21 |  | G | = | mt / Afpi |  | = | 540000.1 |  | / | 0.064602 | [5 empty] | = | 8358917.8027 |  | kg/m2.h
22
23
24 | Reynolds No.
25
26 |  | Re | = | G x id / μm |  | = | 8358917.8027 |  | x | 0.01483 |  | / | #VALUE! |  |  | = | #VALUE!
27
28 | [21 empty] | C |  | m |  | n
29 | Nusselt No. | [20 empty] | 0.025 |  | 0.8 |  | #VALUE!
30 | [21 empty] | from "HT" Sheet
31 |  | Nu | = | C |  | x | Re |  | ^ | m | x | Prm |  | ^ | n | [6 empty] | Cal'd |  | Adjusted |  | 적용 |  | Petukhov |  |  | f
32 |  |  | = | C |  | x | #VALUE! |  | ^ | m | x | #VALUE! |  | ^ | n | = | #VALUE! |  |  |  | tNu = | #VALUE! |  | #VALUE! |  | Yes |  | #VALUE! |  | <- | #VALUE!
33
34 | [21 empty] | Correction Factor
35 | Correction Factor | [21 empty] | Saturated |  | #VALUE! | Re | >= | 2300
36 |  | Liquid 경우 | [20 empty] | #VALUE! | #VALUE! |  | Hot | Cold | Hot | Cold |  | Gas 경우
37 |  | fh | = | ( μm / μw ) ^ p |  |  | = | ( | #VALUE! |  | / | #VALUE! |  | ) ^ | #VALUE! | = | #VALUE! |  |  |  |  | #VALUE! | #VALUE! |  | Liquid | 0.25 | 0.11 | 0.14 | 0.14 |  | fh | = | ( | Tm | + | 273.15 | ) ^ | p | = ( | #VALUE! | + | 273.15 | ) ^ | #VALUE! | = | #VALUE!
38 | [24 empty] | Vapor | 0 | 0.5 | 0 | 0 |  |  |  |  | Tw | + | 273.15 |  |  |  | #VALUE! | + | 273.15
39
40 | H. T. Coefficient
41
42 |  | hi | = | km / id x Nu x fh | [17 empty] | from "HT" Sheet
43 | [21 empty] | Cal'd |  | Adjusted
44 |  |  | = | #VALUE! |  | / | 0.01483 |  | x | #VALUE! |  | x | #VALUE! |  |  | = | #VALUE! |  | kcal/m2.h.℃ |  | hi = | #VALUE! |  | #VALUE!
45
46 | - B L A N K -
47
48
49
50
51
52
53
54
55 | Notes
56 | *1)
57 | *2)
58 | *3)
59 | *4)
60 | *5)
| NTES | [18 empty] | Narai Thermal Engineering Services
T H E R M A L D E S I G N o f S H E L L & T U B E T Y P E H / E
1 | Project |  |  | P | [10 empty] | Job No. |  | Later
2 | Client |  |  | A | [10 empty] | Doc. No. |  | TD - S&T - 100
3 | Contractor |  |  | B | [10 empty] | Date |  | 2018. 2. 10.
4 | [14 empty] | Revision |  | 0
5 | Service of Unit |  |  | H/E Name | [10 empty] | Item No. |  | Later
6 | Type |  |  | B E M |  |  |  |  | Installation |  | Horizontal
7 | Oper. Case |  |  | Design Case
8 | [14 empty] | Sheet No. |  | 6 | of |  | 8 | + | 5
9 | O V E R A L L H E A T T R A N S F E R C O E F F I C I E N T
10
11 | Heat Transfer Rate ( Overall H. T. Coefficient )
12 |  | Ud | = | [7 empty] | 1
13 |  |  |  | 1 |  | + | ro |  | + | tw | od | + ( | 1 |  | + | ri |  | ) x | od
14 |  |  |  | ho | [5 empty] | kw | dm |  | hi | [5 empty] | id
15 |  |  | = | [7 empty] | 1
16 |  |  |  | 1 |  | + | 0.0002 |  | + | 0.00211 | 19.05 | + ( | 1 |  | + | 0.0002 |  | =S393 | 19.05
17 |  |  |  | #VALUE! | [5 empty] | #VALUE! | 16.852 |  | #VALUE! | [5 empty] | 14.83 |  |  | from "HT" Sheet
18 | [21 empty] | Cal'd |  | Adjusted
19 |  |  | = | #VALUE! |  | kcal/m2.h.℃ | [14 empty] | Ud = | #VALUE! |  | #VALUE!
20
21 |  |  | Where, | ho | Film H. T. Coefficient |  |  | Shell Side |  | kcal/m2.h.℃ |  |  | od | Tube OD |  |  |  |  | mm
22
23 |  |  |  | ro | Fouling Resistance |  |  | Shell Side |  | m2.h.℃/kcal |  |  | dm | Tube Mean Diameter |  |  |  |  | mm |  |  | Wall Temp.
24 | [21 empty] | Two |  | Twi |  | stm | ttm
25 |  |  |  | tw | Tube Wall Thickness |  |  |  |  | m |  |  | hi | Film H. T. Coefficient |  |  | Tube Side |  | kcal/m2.h.℃ |  |  | #VALUE! |  | #VALUE! |  | #VALUE! | #VALUE!
26 | [21 empty] | Tfilmo
27 |  |  |  | kw | Tube Thermal Conductivity |  |  |  |  | kcal/m.h.℃ |  |  | ri | Fouling Resistance |  |  | Tube Side |  | m2.h.℃/kcal |  |  | #VALUE!
28
29 | [12 empty] | id | Tube ID |  |  |  |  | mm
30
31 | B A S I C H E A T T R A N S F E R R E L A T I O N
32
33 | H. T. Area, Required
34 | [21 empty] | from "SS" Sheet
35 |  | Ar | = | H / Ud / MTD |  |  | = | #VALUE! |  |  | x | #VALUE! |  | / | #VALUE! |  | = | #VALUE! |  | m2 |  | #VALUE!
36
37 |  |  | Where, | H |  | Heat Duty |  |  |  | kcal/h
38
39 |  |  |  | MTD |  | Mean Temp. Diff. |  |  |  | ℃
40
41
42 | H. T. Area, Margin
43 | [21 empty] | from "SS" Sheet
44 |  | Ma | = | ( At / Ar - 1 ) x 100 |  |  |  | = ( | 129.8209 |  | / | #VALUE! |  | - | 1 | ) | = | #VALUE! |  | % | Ma = | #VALUE!
45
46 |  |  | Where, | At | H. T. Area, Actual, Outside |  |  |  |  | m2
47
48 | - B L A N K -
49
50
51
52
53
54
55 | Notes
56 | *1)
57 | *2)
58 | *3)
59 | *4)
60 | *5)
| NTES | [18 empty] | Narai Thermal Engineering Services
T H E R M A L D E S I G N o f S H E L L & T U B E T Y P E H / E
1 | Project |  |  | P | [10 empty] | Job No. |  | Later
2 | Client |  |  | A | [10 empty] | Doc. No. |  | TD - S&T - 100
3 | Contractor |  |  | B | [10 empty] | Date |  | 2018. 2. 10.
4 | [14 empty] | Revision |  | 0
5 | Service of Unit |  |  | H/E Name | [10 empty] | Item No. |  | Later
6 | Type |  |  | B E M |  |  |  |  | Installation |  | Horizontal
7 | Oper. Case |  |  | Design Case
8 | [14 empty] | Sheet No. |  | 7 | of |  | 8 | + | 6
9 | P R E S S U R E D R O P : S H E L L S I D E
10 | [21 empty] | Saturated
11 | Fluid Properties | [7 empty] | Mean |  |  | Wall | [9 empty] | H2O |  | No. of Zones
12 |  | Temperature |  |  |  |  | T |  | #VALUE! |  |  | #VALUE! |  |  | ℃ | [6 empty] | #VALUE! | <- | #VALUE! |  | Wall
13 |  | Density |  |  |  |  | ρ |  | #VALUE! |  |  | #VALUE! |  |  | kg/m3 | [6 empty] | 7 | bar.g |  |  | #VALUE! | ℃
14 |  | Viscosity |  |  |  |  | μ |  | #VALUE! |  |  | #VALUE! |  |  | kg/m.h | [10 empty] | 0
15 |  | Thermal Conductivity |  |  |  |  | k |  | #VALUE! |  |  | #VALUE! |  |  | kcal/m.h.℃ | [15 empty] | Rotated Triangular |  | : | Triangular 랑 같이 되어있으니 추후 수정 요 !
16 |  | Prandtl No. |  |  |  |  | Pr |  | #VALUE! |  |  | #VALUE! |  |  | --- | [6 empty] | Triangular | [8 empty] | Table 3.0 |  |  |  | Selected Values
17 | [21 empty] | b |  | = | b3 / ( 1 + 0.14 Re^b4 ) | [5 empty] | Empirical Coeff. for " f1 " |  |  |  |  | #VALUE! |  | #VALUE! | 7 | 0.5
18 | Pressure Drop, Ideal Cross-flow between Baffle Tips | [20 empty] | C |  | = | b1 [ 1.33 / ( Ltp / od ) ]^b | [5 empty] | Lay-out |  | Re |  | b1 |  | b2 |  | b3 | b4
19 | [23 empty] | m |  | = | b2 |  |  |  | Triangular |  | 100000 |  | 0.372 | #VALUE! | -0.123 | #VALUE! | 7 | 0.5
20 |  | Mass Velocity |  |  | G | = | ms / Sm |  | = | 180000 |  | / | 0.064095 |  |  | = | 2808331.3831 |  | kg/m2.h | [13 empty] | 10000 |  | 0.486 |  | -0.152
21 |  | Reynolds No. |  |  | Re | = | G x od / μm |  | = | 2808331.3831 |  | x | 0.01905 |  | / | #VALUE! | [5 empty] | C |  | m | [8 empty] | 1000 |  | 4.57 |  | -0.476
22 | [15 empty] | = | #VALUE! |  |  |  |  | #VALUE! |  | #VALUE! | [8 empty] | 100 |  | 45.1 |  | -0.973
23 |  | Friction Factor |  |  | f | = | 4 | x | C | x | Re^ | m |  |  |  | = | #VALUE! |  |  |  |  | 0.039227 |  |  |  | Re | >= | 2300 |  |  |  |  | < | 10 | 48 |  | -1
24 |  | Correction Factor |  |  | Rμ | = | #VALUE! | [8 empty] | = | #VALUE! | [5 empty] | #VALUE! | #VALUE! |  | Hot | Cold | Hot | Cold |  | Rotated Triangular |  | 100000 |  | 0.372 | #VALUE! | -0.123 | #VALUE! | 7 | 0.5
25 |  | Press. Loss |  |  | ΔPbl | = | f |  | G ^ 2 |  |  | Rμ | Ntcc | [8 empty] | p = | #VALUE! |  | Liquid | -0.24 | -0.25 | -0.5 | -0.58 |  |  |  | 10000 |  | 0.486 |  | -0.152
26 | [8 empty] | 2 g ρm | [15 empty] | Vapor | 0.1 | 0.1 | -1 | -1 |  |  |  | 1000 |  | 4.57 |  | -0.476
27 | [5 empty] | = | #VALUE! |  | 2808331.3831 |  | ^2 | #VALUE! | 13.6382 |  |  | = | #VALUE! |  | kg/m2 |  |  | Ntcc | = | 13.6382 | [8 empty] | 100 |  | 45.1 |  | -0.973
28 | [8 empty] | 2 g | #VALUE! | [11 empty] | g = | 127094184 |  | m/h2 | [7 empty] | < | 10 | 48 |  | -1
29 | [15 empty] | = | #VALUE! |  | #VALUE! |  |  | Cbh |  | Re, Shell | [6 empty] | Square |  | 100000 |  | 0.391 | #VALUE! | -0.148 | #VALUE! | 6.3 | 0.378
30 | Pressure Drop in Cross-flow | [20 empty] | 100 |  | #VALUE! | [8 empty] | 10000 |  | 0.0815 |  | 0.022
31 | [21 empty] | 4.5 | 3.7 |  |  |  | < from "SS" Sheet | [5 empty] | 1000 |  | 6.09 |  | -0.602
32 |  | By-pass Corr. Fac. |  |  |  | RB | = | #VALUE! | [7 empty] | = | #VALUE! |  |  |  |  | Nb | = | #VALUE! | [8 empty] | 100 |  | 32.1 |  | -0.963
33 |  | Leakage Corr. Factor |  |  |  | RL | = | Exp[ -1.33 ( 1 + rs ) rlm^( -0.15 ( 1 + rs ) + 0.8 ) ] | [7 empty] | = | #VALUE! | [15 empty] | < | 10 | 35 |  | -1
34 |  | Press. Drop |  |  |  | ΔPtb | = | ΔPbl ( Nb - 1 ) RB RL | [7 empty] | = | #VALUE! |  | #VALUE! |  |  |  | ΔPtb= | #VALUE! |  | mmH2O | bar.g |  |  |  | Rotated Square |  | 100000 |  | 0.303 | #VALUE! | -0.126 | #VALUE! | 6.59 | 0.52
35 | [32 empty] | 10000 |  | 0.333 |  | -0.136
36 | Pressure Drop in Window Zone | [31 empty] | 1000 |  | 3.5 |  | -0.476
37 | [32 empty] | 100 |  | 26.2 |  | -0.913
38 |  | Gross Window Flow Area |  |  |  | Swg | = | π / 4 Ds^2 ( θds / 360 - sin θds / 2 π ) | [7 empty] | = | 0.055277 |  | m2 | [13 empty] | < | 10 | 32 |  | -1
39 |  | No. of Tubes in Window |  |  |  | Ntw | = | [ Ntbs - Ntt ( 1 - 2 Fw ) ] / 2 | [7 empty] | = | 44.031 |  |  |  |  | Ntcw | = | 4.7452 |  |  |  |  | 수정할 것 !
40 |  | Net Flow Area in Window |  |  |  | Sw | = | Swg - Ntw π / 4 x od^2 | [7 empty] | = | 0.042727 |  | m2 |  |  | Lbc | 400 | [5 empty] | Laminar Flow
41 |  | Mass Velocity |  |  | Gw | = | ms / ( Sm Sw )^0.5 | [8 empty] | = | 3439618.2835 |  | kg/m2.h |  |  | Ltp | 25.4 | od | 19.05 |  |  |  | Window Hydro. Dia. |  |  | Dw | = | 4Sw / ( π od Ntw + π Ds θds / 360 ) | [8 empty] | = | 52.37 |  | mm
42 |  | Press. Drop |  |  | ΔPw | = | Nb [ ( 2 + 0.6 Ntcw ) Gw^2 / 2 / g / ρm ] RL Rμ | [8 empty] | = | #VALUE! |  | #VALUE! |  |  |  | ΔPw= | #VALUE! |  | mmH2O | bar.g |  |  | ΔPw | = Nb | { 26 | Gwμm | [ | Ntcw | + | Lbc | ] + [ | Gw^2 |  | ] } | RL Rμ | = | #VALUE! |  | #VALUE!
43 | [32 empty] | ρm |  | Ltp-od |  | Dw^2 |  | 2 g ρm
44 | Shell Side Inlet Nozzle | [24 empty] | ID | ρi
45 |  | Loss Factor |  |  | Kzi | = | 1.1 | Gzi | = | #VALUE! |  | ρi | = | #VALUE! | [11 empty] | #VALUE! | #VALUE!
46 |  | Press. Loss |  |  | ΔPzi | = | Kzi | Gzi ^ 2 / ( 2 g ρi ) |  |  |  | = | #VALUE! |  | kg/m2 | = | #VALUE! |  | #VALUE! |  |  | 1.1 | ΔPzi= | #VALUE! |  | mmH2O | bar.g
47
48 | Shell Side Outlet Nozzle | [24 empty] | ID | ρo
49 |  | Loss Factor |  |  | Kzo | = | 0.7 | Gzo | = | #VALUE! |  | ρo | = | #VALUE! | [11 empty] | #VALUE! | #VALUE!
50 |  | Press. Loss |  |  | ΔPzo | = | Kzo | Gzo ^ 2 / ( 2 g ρo ) |  |  |  | = | #VALUE! |  | kg/m2 | = | #VALUE! |  | #VALUE! |  |  | 0.7 | ΔPzo= | #VALUE! |  | mmH2O | bar.g
51
52 | Total |  |  |  | ΔPt | = | ΔPtb + ΔPw + ΔPzi + ΔPzo | [8 empty] | = | #VALUE! |  | #VALUE! |  |  |  |  | #VALUE! |  |  |  | margin
53 | [14 empty] | with Design Margin ( = 0 % ) -> | = | #VALUE! |  | #VALUE! |  |  |  | ΔPt = | #VALUE! |  |  | bar.g | 1
54
55 | Notes
56 | *1)
57 | *2)
58 | *3)
59 | *4)
60 | *5)
| NTES | [18 empty] | Narai Thermal Engineering Services
T H E R M A L D E S I G N o f S H E L L & T U B E T Y P E H / E
1 | Project |  |  | P | [10 empty] | Job No. |  | Later
2 | Client |  |  | A | [10 empty] | Doc. No. |  | TD - S&T - 100
3 | Contractor |  |  | B | [10 empty] | Date |  | 2018. 2. 10.
4 | [14 empty] | Revision |  | 0
5 | Service of Unit |  |  | H/E Name | [10 empty] | Item No. |  | Later
6 | Type |  |  | B E M |  |  |  |  | Installation |  | Horizontal
7 | Oper. Case |  |  | Design Case
8 | [14 empty] | Sheet No. |  | 8 | of |  | 8 | + | 7
9 | P R E S S U R E D R O P : T U B E S I D E
10 | [21 empty] | Saturated
11 | Fluid Properties | [20 empty] | H2O |  | No. of Zones
12 | [8 empty] | Mean |  |  | Wall | [9 empty] | #VALUE! | <- | #VALUE! |  | Wall
13 |  | Temperature |  |  |  |  | T |  | #VALUE! |  |  | #VALUE! |  |  | ℃ | [6 empty] | 3 | bar.g |  |  | #VALUE! | ℃
14 |  | Density |  |  |  |  | ρ |  | #VALUE! |  |  | #VALUE! |  |  | kg/m3 | [10 empty] | 0
15 |  | Viscosity |  |  |  |  | μ |  | #VALUE! |  |  | #VALUE! |  |  | kg/m.h
16 |  | Thermal Conductivity |  |  |  |  | k |  | #VALUE! |  |  | #VALUE! |  |  | kcal/m.h.℃
17 |  | Prandtl No. |  |  |  |  | Pr |  | #VALUE! |  |  | #VALUE! |  |  | ---
18
19 | Inside Tubes
20 |  | Mass Velocity |  |  | G | = | mt / Afpi |  | = | 540000.1 |  | / | 0.064602 |  |  | = | 8358917.8027 |  | kg/m2.h |  |  | Correction Factor
21 |  | Reynolds No. |  |  | Re | = | G x id / μm |  | = | 8358917.8027 |  | x | 0.01483 |  | / | #VALUE! | [6 empty] | Saturated |  | #VALUE! | Re | >= | 2300
22 | [15 empty] | = | #VALUE! | [5 empty] | #VALUE! | #VALUE! |  | Hot | Cold | Hot | Cold
23 |  | Friction Factor |  |  | f | = | #VALUE! | [8 empty] | = | #VALUE! |  |  |  |  | p = | #VALUE! |  | Liquid | -0.24 | -0.25 | -0.5 | -0.58
24 |  | Correction Factor |  |  | cf | = | #VALUE! | [8 empty] | = | #VALUE! | [7 empty] | Vapor | 0.1 | 0.1 | -1 | -1
25 |  | Tube Travel Length |  |  | L | [10 empty] | = | 5.88 |  | m |  |  | 40 | < Tubesheet t |  |  | STR. Tube
26 |  | Press. Loss |  |  | ΔPtb | = | f | L | G ^ 2 |  | cf | Ntps
27 | [7 empty] | id | 2 g ρm | [12 empty] | g = | 127094184 |  | m/h2
28 | [5 empty] | = | #VALUE! |  | 5.88 |  | 8358917.8027 |  | ^2 | #VALUE! | 1 | = | #VALUE! |  | kg/m2
29 | [8 empty] | 0.01483 |  | 2 g | #VALUE! | [9 empty] | from "HT" Sheet
30 | [15 empty] | = | #VALUE! |  | #VALUE! |  | ΔPtb= | #VALUE! |  | mmH2O | bar.g
31 | Tube Side Inlet Nozzle | [22 empty] | ID | ρi
32 |  | Loss Factor |  |  | Kzi | = | 1.1 | Gzi | = | #VALUE! |  | ρi | = | #VALUE! | [7 empty] | 1.1 |  | #VALUE! | #VALUE!
33 |  | Press. Loss |  |  | ΔPzi | = | Kzi | Gzi ^ 2 / ( 2 g ρi ) |  |  |  | = | #VALUE! |  | kg/m2 | = | #VALUE! |  | #VALUE! | [8 empty] | < Tube Kind
34 | [20 empty] | ΔPzi= | #VALUE! |  | mmH2O | bar.g
35 | Tube Side Outlet Nozzle | [22 empty] | ID | ρo
36 |  | Loss Factor |  |  | Kzo | = | 0.7 | Gzo | = | #VALUE! |  | ρo | = | #VALUE! | [7 empty] | 0.7 |  | #VALUE! | #VALUE!
37 |  | Press. Loss |  |  | ΔPzo | = | Kzo | Gzo ^ 2 / ( 2 g ρo ) |  |  |  | = | #VALUE! |  | kg/m2 | = | #VALUE! |  | #VALUE!
38 | [20 empty] | ΔPzo= | #VALUE! |  | mmH2O | bar.g
39 | Tube Entrance, Contraction
40 |  | Loss Factor |  |  | Kci | = | 0.5 | [14 empty] | 0.5
41 |  | Press. Loss |  |  | ΔPti | = | Kci | G ^ 2 / ( 2 g ρm ) |  |  | x | Ntps |  |  |  | = | #VALUE! |  | kg/m2
42 | [15 empty] | = | #VALUE! |  | #VALUE! |  | ΔPti= | #VALUE! |  | mmH2O | bar.g
43 | Tube Exit, Expansion
44 |  | Loss Factor |  |  | Keo | = | 1 | [14 empty] | 1
45 |  | Press. Loss |  |  | ΔPto | = | Keo | G ^ 2 / ( 2 g ρm ) |  |  | x | Ntps |  |  |  | = | #VALUE! |  | kg/m2
46 | [15 empty] | = | #VALUE! |  | #VALUE! |  | ΔPto= | #VALUE! |  | mmH2O | bar.g
47 | Turn Loss
48 |  | Loss Factor |  |  | Ktn | = | 2 | [14 empty] | 2
49 |  | Press. Loss |  |  | ΔPto | = | Ktn | G ^ 2 / ( 2 g ρm ) |  |  | x | ( Ntps - 1 ) |  |  |  | = | #VALUE! |  | kg/m2
50 | [15 empty] | = | #VALUE! |  | #VALUE! |  | ΔPto= | #VALUE! |  | mmH2O | bar.g
51
52 | Total |  |  |  | ΔPt | = | ΔPtb + ΔPzi + ΔPzo + ΔPti + ΔPto + ΔPto | [8 empty] | = | #VALUE! |  | #VALUE! |  |  | #VALUE! |  |  |  | margin
53 | [14 empty] | with Design Margin ( = 0 % ) -> | = | #VALUE! |  | #VALUE! |  | ΔPt = | #VALUE! |  |  | bar.g | 1
54
55 | Notes
56 | *1)
57 | *2)
58 | *3)
59 | *4)
60 | *5)
| NTES | [18 empty] | Narai Thermal Engineering Services
T H E R M A L D E S I G N o f S H E L L & T U B E T Y P E H / E
1 | Project |  |  | P | [10 empty] | Job No. |  | Later
2 | Client |  |  | A | [10 empty] | Doc. No. |  | TD - S&T - 100
3 | Contractor |  |  | B | [10 empty] | Date |  | 2018. 2. 10.
4 | [14 empty] | Revision |  | 0
5 | Service of Unit |  |  | H/E Name | [10 empty] | Item No. |  | Later
6 | Type |  |  | B E M |  |  |  |  | Installation |  | Horizontal
7 | Oper. Case |  |  | Design Case
8 | [14 empty] | Sheet No. |  | 1 | of |  | 8 | + | 0
9 | A A A A A
10
11
12
13
14
15
16
17
18
19
20
21
22
23
24
25
26 | B B B B B
27
28
29
30
31
32
33
34
35
36
37
38
39
40
41
42
43
44
45
46
47
48
49 | - B L A N K -
50
51
52
53
54
55 | Notes
56 | *1)
57 | *2)
58 | *3)
59 | *4)
60 | *5)
| NTES | [18 empty] | Narai Thermal Engineering Services
Note on I77: Cell id filled !
Note on I82: Cell is filled !
Note on M76: Cell is filled !
Note on M82: Cell is filled !
Note on O77: Cell is filled !
Note on S76: Cell is filled !
Note on S82: Cell is filled !
Note on U77: Cell is filled !
Note on W71: Cell is filled !

## SPL
S P A R E P A R T L I S T
1 | Project |  |  | P | [10 empty] | Job No. |  | Later
2 | Client |  |  | A | [10 empty] | Doc. No. |  | SPL - AAA - 100
3 | Contractor |  |  | B | [10 empty] | Date |  | 2018. 2. 10.
4 | Code/Standard |  |  | ASME | [10 empty] | Revision |  | 0
5 | Service of Unit |  |  | H/E Name | [10 empty] | Item No. |  | Later
6 | [14 empty] | No. of Units |  |  | 1 | set(s)
7 | [14 empty] | Sheet No. |  | 1 | of | 1
8 | E R E C T I O N & C O M M I S S I O N I N G
9 | Serial | Part Description | [5 empty] | Specification |  |  |  | Material | Q'ty |  |  |  |  | Remark
10 | No. | [11 empty] | Installed / set | Spare / set |  | Spare, Total
11 | 1 | Gasket |  | for | Shell Girth Flange |  |  |  | - N/A - |  |  |  | 0 | 0 |  | ***
12 | 2 | Stud B / N |  | for | Shell Girth Flange |  |  |  | - N/A - | x | 0 |  | 0 | 0 |  | ***
13 | 3 | Gasket |  | for | Bonnet Girth Flange |  |  |  | Φ 600 |  |  |  | 2 | 2 |  | 2
14 | 4 | Stud B / N |  | for | Bonnet Girth Flange |  |  |  | #VALUE! | x | #VALUE! |  | #VALUE! | #VALUE! |  | #VALUE!
15 | 5 | Gasket |  | for | Channel Cover |  |  |  | - N/A - |  |  |  | 0 | 0 |  | ***
16 | 6 | Stud B / N |  | for | Channel Cover |  |  |  | - N/A - | x | 0 |  | 0 | 0 |  | ***
17 | 7 | Tube Plug | [10 empty] | 748 | 0 |  | ***
18
19
20 | Notes: | 1. | Gasket |  | : | 100 | %
21 |  | 2. | Stud B / N |  | : | 10 | % | Min. | 2 | set(s)
22 |  | 3. | Tube Plug |  | : | 0 | %
23 |  | 4.
24 | T W O ( 2 ) Y E A R S
25 | Serial | Part Description | [5 empty] | Specification |  |  |  | Material | Q'ty |  |  |  |  | Remark
26 | No. | [11 empty] | Installed / set | Spare / set |  | Spare, Total
27 | 1 | Gasket |  | for | Shell Girth Flange |  |  |  | - N/A - |  |  |  | 0 | 0 |  | ***
28 | 2 | Stud B / N |  | for | Shell Girth Flange |  |  |  | - N/A - | x | 0 |  | 0 | 0 |  | ***
29 | 3 | Gasket |  | for | Bonnet Girth Flange |  |  |  | Φ 600 |  |  |  | 2 | 4 |  | 4
30 | 4 | Stud B / N |  | for | Bonnet Girth Flange |  |  |  | #VALUE! | x | #VALUE! |  | #VALUE! | #VALUE! |  | #VALUE!
31 | 5 | Gasket |  | for | Channel Cover |  |  |  | - N/A - |  |  |  | 0 | 0 |  | ***
32 | 6 | Stud B / N |  | for | Channel Cover |  |  |  | - N/A - | x | 0 |  | 0 | 0 |  | ***
33 | 7 | Tube Plug | [10 empty] | 748 | 0 |  | ***
34
35
36 | Notes: | 1. | Gasket |  | : | 200 | %
37 |  | 2. | Stud B / N |  | : | 20 | % | Min. | 2 | set(s)
38 |  | 3. | Tube Plug |  | : | 0 | %
39 |  | 4.
40 | T H R E E ( 3 ) Y E A R S
41 | Serial | Part Description | [5 empty] | Specification |  |  |  | Material | Q'ty |  |  |  |  | Remark
42 | No. | [11 empty] | Installed / set | Spare / set |  | Spare, Total
43 | 1 | Gasket |  | for | Shell Girth Flange |  |  |  | - N/A - |  |  |  | 0 | 0 |  | ***
44 | 2 | Stud B / N |  | for | Shell Girth Flange |  |  |  | - N/A - | x | 0 |  | 0 | 0 |  | ***
45 | 3 | Gasket |  | for | Bonnet Girth Flange |  |  |  | Φ 600 |  |  |  | 2 | 6 |  | 6
46 | 4 | Stud B / N |  | for | Bonnet Girth Flange |  |  |  | #VALUE! | x | #VALUE! |  | #VALUE! | #VALUE! |  | #VALUE!
47 | 5 | Gasket |  | for | Channel Cover |  |  |  | - N/A - |  |  |  | 0 | 0 |  | ***
48 | 6 | Stud B / N |  | for | Channel Cover |  |  |  | - N/A - | x | 0 |  | 0 | 0 |  | ***
49 | 7 | Tube Plug | [10 empty] | 748 | 0 |  | ***
50
51
52 | Notes: | 1. | Gasket |  | : | 300 | %
53 |  | 2. | Stud B / N |  | : | 30 | % | Min. | 2 | set(s)
54 |  | 3. | Tube Plug |  | : | 0 | %
55 |  | 4.
56 | Notes
57 | *1)
58 | *2)
59 | *3)
60 | *4)
| NTES | [17 empty] | Narai Thermal Engineering Services

## PCV
P E R F O R M A N C E C U R V E | [19 empty] | Doc. No. |  |  | PCV - S&T - 100
[20 empty] | Date |  |  | 2020. 1. 10.
Job No. |  | Later | [6 empty] | Item No. |  | Later | [8 empty] | Revision |  |  | 0
Project |  | P | [6 empty] | Service |  | H/E Name | [8 empty] | Sheet No. |  |  |  | 1 |  | of |  | 1
D E S I G N D A T A
[22 empty] | Shell Side |  |  |  | Tube Side
[20 empty] | Fluid Name |  | Hot Water |  |  |  | Cooling Water
[20 empty] | Flowrate |  | 180000 |  | kg/h |  | 540000.1 |  | kg/h
[20 empty] | Press., Inlet |  | 7 |  | bar.g |  | 3 |  | bar.g
[20 empty] | Temp. | In | 32 |  | ℃ |  | 20 |  | ℃
[21 empty] | Out | 25 |  |  |  | 22.33 |  |  | Shell Side | Tube Side
[20 empty] | Fouling Resist. |  | 0.0002 |  |  |  | 0.0002 |  | m2h℃/kcal | #VALUE! | #VALUE!
[20 empty] | Heat Duty |  | #VALUE! | [5 empty] | kcal/h |  | Dev. | #VALUE! | %
B A S E C O N D I T I O N
[20 empty] | Hot Water Flowrate |  |  |  |  | 180000 |  | kg/h
[20 empty] | Hot Water Temp.In |  |  |  |  | 32 |  | ℃
NTES | [27 empty] | Narai Thermal Engineering Services
P E R F O R M A N C E T A B L E | [19 empty] | Doc. No. |  |  | PTB - S&T - 100 | [8 empty] | H E A T T R A N S F E R
[20 empty] | Date |  |  | 2013. 1. 1.
Job No. |  | Later | [6 empty] | Item No. |  | Later |  |  |  |  | #VALUE! | #VALUE! | #VALUE! | #VALUE! | Revision |  |  | 0 | [7 empty] | 1 | Project |  | P | [10 empty] | Job No. |  | Later
Project |  | P | [6 empty] | Service |  | H/E Name | [5 empty] | 적 용 > | #VALUE! |  | Sheet No. |  |  |  | 1 |  | of |  | 3 |  |  | 2 | Client |  | A | [10 empty] | Doc. No. |  | HT - S&T - 100
Curve ID |  | Cooling Water Inlet Temp. |  |  | 20 | ℃ | -> | Cooling Water Inlet Temp. 20 ℃ | [11 empty] | D E S I G N D A T A | [10 empty] | 3 | Contractor |  | B | [10 empty] | Date |  | 2013. 1. 1.
T U B E S I D E | [5 empty] | Design Point | [15 empty] | Shell Side |  |  |  | Tube Side |  |  |  |  | 4 | Code/Standard |  | ASME | [6 empty] | Shell Conn. |  | *** |  | Revision |  | 0
Flowrate |  | % |  | 120 |  | 100 |  |  | 80 |  |  | 60 |  | 40 |  |  | 20 |  |  | Fluid Name |  | Hot Water |  |  |  | Cooling Water |  |  |  |  | 5 | Service of Unit |  | H/E Name | [6 empty] | No. of Shells / Unit |  |  | 1 | Item No. |  | Later
|  | kg/h | kg/h | 648000.12 | 648000.12 | 540000.1 |  | 540000.1 | 432000.08 | 432000.08 |  | 324000.06 | 324000.06 | 216000.04 | 216000.04 |  | 108000.02 |  | 108000.02 | Flowrate |  | 180000 |  | kg/h |  | 540000.1 |  | kg/h |  |  | 6 | Size | Shell 600 ID x 5800 Length,Eff. |  |  |  |  | Type | B E M |  | No. of Zones |  | #VALUE! |  |  | No. of Passes | Shell | 1 | Tube | 1
Press., Inlet |  | bar.g |  | 3 |  | 3 |  |  | 3 |  |  | 3 |  | 3 |  |  | 3 |  |  | Press., Inlet |  | 7 |  | bar.g |  | 3 |  | bar.g |  |  | 7 | [6 empty] | Shell | E |  | Shell | #VALUE! | Tube | #VALUE! | Flow Pattern |  | Counter
Temp., Inlet |  | ℃ | ℃ | 20 | #VALUE! | 20 |  | #VALUE! | 20 | #VALUE! |  | 20 | #VALUE! | 20 | #VALUE! |  | 20 |  | #VALUE! | Temp. | In | 32 |  | ℃ |  | 20 |  | ℃ |  |  | 8 | P R O C E S S D A T A
Mean |  | ℃ | ℃ | 21 | #VALUE! | 21.165 |  | #VALUE! | 21.35 | #VALUE! |  | 21.75 | #VALUE! | 22.25 | #VALUE! |  | 23.4 |  | #VALUE! |  | Out | 25 |  |  |  | 22.33 |  |  |  |  | 9 | Zone | #VALUE! |  |  | #VALUE! |  |  | #VALUE! |  |  | #VALUE! |  |  | #VALUE! |  |  | #VALUE!
Outlet |  | ℃ | ℃ | 22 | #VALUE! | 22.33 |  | #VALUE! | 22.7 | #VALUE! |  | 23.5 | #VALUE! | 24.5 | #VALUE! |  | 26.8 |  | #VALUE! | [11 empty] | 10 | Install / Heat | #VALUE! |  | / | #VALUE! |  |  | Yes |  | / | #VALUE! |  |  | #VALUE! |  | / | #VALUE!
Enthalpy, In / Out |  | kcal/kg |  | #VALUE! | #VALUE! | #VALUE! |  | #VALUE! | #VALUE! | #VALUE! |  | #VALUE! | #VALUE! | #VALUE! | #VALUE! |  | #VALUE! |  | #VALUE! | [11 empty] | 11 | HT Mode | #VALUE! |  |  | #VALUE! |  |  | #VALUE! |  |  | #VALUE! |  |  | #VALUE! |  |  | #VALUE!
Heat Change |  | kcal/h |  | #VALUE! |  | #VALUE! |  |  | #VALUE! |  |  | #VALUE! |  | #VALUE! |  |  | #VALUE! | [13 empty] | 12 |  | Shell Side |  |  | Tube Side |  |  | Shell Side |  |  | Tube Side |  |  | Shell Side |  |  | Tube Side
[31 empty] | 13 | Fluid Kind | [6 empty] | Saturated |  |  | Saturated
S H E L L S I D E | [30 empty] | 14 | Fluid in DB | [6 empty] | H2O |  |  | H2O
Flowrate |  | kg/h | kg/h | 180000 | 180000 | 180000 |  | 180000 | 180000 | 180000 |  | 180000 | 180000 | 180000 | 180000 |  | 180000 |  | 180000 | [11 empty] | 15 | Flowrate | [6 empty] | 180000 |  |  | 540000.1 | [8 empty] | kg/h
Press., Inlet |  | bar.g |  | 7 |  | 7 |  |  | 7 |  |  | 7 |  | 7 |  |  | 7 | [13 empty] | 16 |  | In | Mean | Out | In | Mean | Out | In | Mean | Out | In | Mean | Out | In | Mean | Out | In | Mean | Out
Temp., Inlet |  | ℃ | ℃ | 32 | #VALUE! | 32 |  | #VALUE! | 32 | #VALUE! |  | 32 | #VALUE! | 32 | #VALUE! |  | 32 |  | #VALUE! | [11 empty] | 17 | Saturation | [6 empty] | No | #VALUE! | No | No | #VALUE! | No
Temp., Mean |  | ℃ | ℃ | 28.5 | #VALUE! | 28.5 |  | #VALUE! | 28.65 | #VALUE! |  | 28.75 | #VALUE! | 29.25 | #VALUE! |  | 29.75 |  | #VALUE! | [11 empty] | 18 | Vapor ' x ' | [6 empty] | 0 | 0 | 0 | 0 | 0 | 0
| Density / Viscosity |  |  | #VALUE! | #VALUE! | #VALUE! |  | #VALUE! | #VALUE! | #VALUE! |  | #VALUE! | #VALUE! | #VALUE! | #VALUE! |  | #VALUE! |  | #VALUE! | [11 empty] | 19 | Press. | [6 empty] | #VALUE! |  |  | #VALUE! | [8 empty] | kg/cm2.g
Temp., Outlet |  | ℃ | ℃ | 25 | #VALUE! | 25 |  | #VALUE! | 25.3 | #VALUE! |  | 25.5 | #VALUE! | 26.5 | #VALUE! |  | 27.5 |  | #VALUE! | [11 empty] | 20 | Temp. | #VALUE! | #VALUE! | #VALUE! | #VALUE! | #VALUE! | #VALUE! | #VALUE! | #VALUE! | #VALUE! | #VALUE! | #VALUE! | #VALUE! | #VALUE! | #VALUE! | #VALUE! | #VALUE! | #VALUE! | #VALUE! | ℃
Enthalpy, In |  |  |  | #VALUE! | #VALUE! | #VALUE! |  | #VALUE! | #VALUE! | #VALUE! |  | #VALUE! | #VALUE! | #VALUE! | #VALUE! |  | #VALUE! |  | #VALUE! | [11 empty] | 21 | Fouling Resistance | [6 empty] | 0.0002 |  |  | 0.0002 | [8 empty] | m2.h.℃/kcal
Heat Change |  |  |  | #VALUE! |  | #VALUE! |  |  | #VALUE! |  |  | #VALUE! |  | #VALUE! |  |  | #VALUE! | [13 empty] | 22 | LMTD/F/MTD | #VALUE! |  | #VALUE! |  | #VALUE! |  | #VALUE! |  | #VALUE! |  | #VALUE! |  | #VALUE! |  | #VALUE! |  | #VALUE!
%Dev. = Hshell / Htube |  |  |  | #VALUE! |  | #VALUE! |  |  | #VALUE! |  |  | #VALUE! |  | #VALUE! |  |  | #VALUE! | [13 empty] | 23 | MTD, Weighted | [8 empty] | #VALUE! |  | propsnt(shellid, otl, ntbs, ntps, mk, ztm, dsm, ups, htelem, tubeod, finod, deq, thclear, pchtype, pch, pchch, pchcw, pbafcut, bafclear, bafs, nbaf, bafsi, basfo, nsealp, no)
[31 empty] | 24 | M E C H A N I C A L D A T A
H E A T T R A N S F E R | [30 empty] | 25 | Type |  |  | Tube |  |  |  | Tube Arrangement |  |  |  | Shell Flow
J Factor |  |  |  | #VALUE! |  | #VALUE! |  |  | #VALUE! |  |  | #VALUE! |  | #VALUE! |  |  | #VALUE! | [13 empty] | 26 | Installation | Horizontal |  | Type |  | Plain |  | No. of Passes |  | 1 |  | ID |  | 600 |  | Cross-flow Wdt |  |  | 600
ho / hi |  |  |  | #VALUE! | #VALUE! | #VALUE! |  | #VALUE! | #VALUE! | #VALUE! |  | #VALUE! | #VALUE! | #VALUE! | #VALUE! |  | #VALUE! |  | #VALUE! | [11 empty] | 27 | Tube Mat. | A 179 |  | OD |  | 19.05 |  | Pitch Pattern |  | Triangular |  | Baffle Cut, %Dia. |  |  | 25 | Center Tube Q'ty |  |  | 22
Ud |  |  |  | #VALUE! |  | #VALUE! |  |  | #VALUE! |  |  | #VALUE! |  | #VALUE! |  |  | #VALUE! | [13 empty] | 28 | Fin Type |  |  | t |  | 2.11 |  | Pitch |  | 25.4 |  | Baffle Spacing, CC |  |  | 400 | Fpa, Cross-flow |  |  | 0.07236
MTD |  |  |  | #VALUE! |  | #VALUE! |  |  | #VALUE! |  |  | #VALUE! |  | #VALUE! |  |  | #VALUE! | [13 empty] | 29 | Fin Height |  |  | ID |  | 14.83 |  | Tube Q'ty |  | 374 | STR's | Baffle Spacing, In |  |  | #VALUE! | Baffle Clear |  |  | #VALUE!
Hc = U A ΔT |  |  |  | #VALUE! |  | #VALUE! |  |  | #VALUE! |  |  | #VALUE! |  | #VALUE! |  |  | #VALUE! | [13 empty] | 30 | Fin t |  |  | T. Conduct. |  | #VALUE! |  | Tube Leff |  | 5800 |  | Baffle Spacing, Out |  |  | #VALUE! | Tube Hole Clear |  |  | 0.8
%Dev. = Hmax(s,t) / Heat Change |  |  |  | #VALUE! |  | #VALUE! |  |  | #VALUE! |  |  | #VALUE! |  | #VALUE! |  |  | #VALUE! | [13 empty] | 31 | FPI |  |  | Fin OD |  |  |  | OTL |  | 580 |  | No. of Baffles |  |  | #VALUE! | Long. Baffle Thick |  |  | 8 |  | Y0 Value |  | 25.4
[31 empty] | 32 | Fin T. Cond. |  |  | - Equiv. Dia. |  |  |  | Fin Material |  |  |  | No. of Shell Passes |  |  | 1 | [5 empty] | X0 Value |  | 25.4
NTES |  |  |  | U_element(htelem, inst, tubeod, tubet, tubel, tubenpass, ntps, tubecd, pchtype, pch, pchl, sfpa, finh, fint, fpi, fincd, sftype, sfnm, smk, stm, spi, sfr, tftype, tfnm, tmk, ttm, tpi, tfr, no) | [23 empty] | Narai Thermal Engineering Services |  |  | 33 | P R E D I C T I O N
P E R F O R M A N C E T A B L E | [19 empty] | Doc. No. |  |  | PTB - S&T - 100 | [7 empty] | 34 | Zone | #VALUE! | [5 empty] | #VALUE! | [5 empty] | #VALUE!
[20 empty] | Date |  |  | 2013. 1. 1. | [7 empty] | 35 |  | Sin | #VALUE! | Mean |  | Sout | #VALUE! | Sin | Tout | Mean |  | Sout | Tin | Sin | #VALUE! | Mean |  | Sout | #VALUE!
Job No. |  | Later | [6 empty] | Item No. |  | Later |  |  |  |  | 적 용 |  | #VALUE! |  | Revision |  |  | 0 | [7 empty] | 37 | Temp. | #VALUE! | #VALUE! | #VALUE! | #VALUE! | #VALUE! | #VALUE! | #VALUE! | #VALUE! | #VALUE! | #VALUE! | #VALUE! | #VALUE! | #VALUE! | #VALUE! | #VALUE! | #VALUE! | #VALUE! | #VALUE! | ℃
Project |  | P | [6 empty] | Service |  | H/E Name | [8 empty] | Sheet No. |  |  |  | 2 |  | of |  | 3 |  |  | 38 | Density | #VALUE! | #VALUE! | #VALUE! | #VALUE! | #VALUE! | #VALUE! | #VALUE! |  | #VALUE! | #VALUE! | #VALUE! |  | #VALUE! | #VALUE! | #VALUE! | #VALUE! | #VALUE! | #VALUE! | kg/m3
Curve ID |  | Cooling Water Inlet Temp. |  |  | 10 | ℃ | -> | 10 ℃ | [11 empty] | D E S I G N D A T A | [10 empty] | 39 | Velocity | #VALUE! | [7 empty] | #VALUE! | [9 empty] | m/sec |  | No. of Seal Strips
T U B E S I D E | [21 empty] | Shell Side |  |  |  | Tube Side |  |  |  |  | 40 | Viscosity | #VALUE! |  | #VALUE! |  | #VALUE! |  | #VALUE! |  | #VALUE! |  | #VALUE! |  | #VALUE! |  | #VALUE! |  | #VALUE! |  | kg/m.h |  | 0
Flowrate |  | % |  | 120 |  | 100 |  |  | 80 |  |  | 60 |  | 40 |  |  | 20 |  |  | Fluid Name |  | Hot Water |  |  |  | Cooling Water |  |  |  |  | 41 | Mass Velocity |  |  | #VALUE! | #VALUE! |  |  |  |  | #VALUE! | #VALUE! |  |  |  |  | #VALUE! | #VALUE! |  |  | kg/m2.h |  |  | NTCC | #VALUE!
|  | kg/h | kg/h | 648000.12 | 648000.12 | 540000.1 |  | 540000.1 | 432000.08 | 432000.08 |  | 324000.06 | 324000.06 | 216000.04 | 216000.04 |  | 108000.02 |  | 108000.02 | Flowrate |  | 180000 |  | kg/h |  | 540000.1 |  | kg/h |  |  | 42 | Renolds No. |  |  | #VALUE! | #VALUE! |  |  |  |  | #VALUE! | #VALUE! |  |  |  |  | #VALUE! | #VALUE! |  |  |  | Nu
Press., Inlet |  | bar.g |  | 3 |  | 3 |  |  | 3 |  |  | 3 |  | 3 |  |  | 3 |  |  | Press., Inlet |  | 7 |  | bar.g |  | 3 |  | bar.g |  |  | 43 | J Factor | #VALUE! |  | #VALUE! |  | #VALUE! |  | #VALUE! |  | #VALUE! |  | #VALUE! |  | #VALUE! |  | #VALUE! |  | #VALUE! |  |  | #VALUE! | #VALUE! | J1 | #VALUE!
Temp., Inlet |  | ℃ | ℃ | 10 | #VALUE! | 10 |  | #VALUE! | 10 | #VALUE! |  | 10 | #VALUE! | 10 | #VALUE! |  | 10 |  | #VALUE! | Temp. | In | 32 |  | ℃ |  | 20 |  | ℃ |  |  | 44 | Corr. Fac. |  |  | #VALUE! | #VALUE! |  |  |  |  | #VALUE! | #VALUE! |  |  |  |  | #VALUE! | #VALUE! | [5 empty] | J2 | #VALUE!
Mean |  | ℃ | ℃ | 23 | #VALUE! | 25 |  | #VALUE! | 27 | #VALUE! |  | 29 | #VALUE! | 31 | #VALUE! |  | 33 |  | #VALUE! |  | Out | 25 |  |  |  | 22.33 |  |  |  |  | 45 | h Value | #VALUE! | #VALUE! | #VALUE! | #VALUE! | #VALUE! | #VALUE! | #VALUE! | #VALUE! | #VALUE! | #VALUE! | #VALUE! | #VALUE! | #VALUE! | #VALUE! | #VALUE! | #VALUE! | #VALUE! | #VALUE! | kcal/m2.h.℃ |  |  | J3 | #VALUE!
Outlet |  | ℃ | ℃ | 36 | #VALUE! | 40 |  | #VALUE! | 44 | #VALUE! |  | 48 | #VALUE! | 52 | #VALUE! |  | 56 |  | #VALUE! | [11 empty] | 46 | Uc |  |  | #VALUE! | [5 empty] | #VALUE! | [5 empty] | #VALUE! |  |  |  | kcal/m2.h.℃ |  |  | J4 | #VALUE!
Enthalpy, In / Out |  | kcal/kg |  | #VALUE! | #VALUE! | #VALUE! |  | #VALUE! | #VALUE! | #VALUE! |  | #VALUE! | #VALUE! | #VALUE! | #VALUE! |  | #VALUE! |  | #VALUE! | [11 empty] | 47 | Clean. Fac. |  |  | #VALUE! | [5 empty] | #VALUE! | [5 empty] | #VALUE! |  |  |  | % |  |  | J5 | #VALUE!
Heat Change |  | kcal/h |  | #VALUE! |  | #VALUE! |  |  | #VALUE! |  |  | #VALUE! |  | #VALUE! |  |  | #VALUE! | [13 empty] | 48 | Ucal'd | #VALUE! |  | #VALUE! |  | #VALUE! |  | #VALUE! |  | #VALUE! |  | #VALUE! |  | #VALUE! |  | #VALUE! |  | #VALUE! |  | kcal/m2.h.℃ |  |  | Jlowf | #VALUE!
[31 empty] | 49 | Temp., Wall | #VALUE! | #VALUE! | #VALUE! | #VALUE! | #VALUE! | #VALUE! | #VALUE! | #VALUE! | #VALUE! | #VALUE! | #VALUE! | #VALUE! | #VALUE! | #VALUE! | #VALUE! | #VALUE! | #VALUE! | #VALUE! | ℃
S H E L L S I D E | [30 empty] | 50 | DSH -> CD | #VALUE! | #VALUE! |  |  | #VALUE! | #VALUE! | [6 empty] | #VALUE! | #VALUE! |  |  | #VALUE! | #VALUE! | Tsat. | #VALUE!
Flowrate |  | kg/h | kg/h | 180000 | 180000 | 180000 |  | 180000 | 180000 | 180000 |  | 180000 | 180000 | 180000 | 180000 |  | 180000 |  | 180000 | [11 empty] | 51 | h multiplier | [8 empty] | 0 | 0 | % | [8 empty] | * ' Partial ' shall be added in future !
Press., Inlet |  | bar.g |  | 7 |  | 7 |  |  | 7 |  |  | 7 |  | 7 |  |  | 7 | [13 empty] | 52 | h, Adjusted | [8 empty] | #VALUE! | #VALUE! | [8 empty] | kcal/m2.h.℃
Temp., Inlet |  | ℃ | ℃ | 32 | #VALUE! | 32 |  | #VALUE! | 32 | #VALUE! |  | 32 | #VALUE! | 32 | #VALUE! |  | 32 |  | #VALUE! | [11 empty] | 53 | U multiplier |  |  | 0 |  | % |  |  |  | #VALUE! |  | % |  |  |  | 0 |  | %
Temp., Mean |  | ℃ | ℃ | 58.5 | #VALUE! | 60 |  | #VALUE! | 61.5 | #VALUE! |  | 63 | #VALUE! | 64.5 | #VALUE! |  | 66 |  | #VALUE! | [11 empty] | 54 | Uc |  |  | #VALUE! | [5 empty] | #VALUE! | [5 empty] | #VALUE! |  |  |  | kcal/m2.h.℃
| Density / Viscosity |  |  | #VALUE! | #VALUE! | #VALUE! |  | #VALUE! | #VALUE! | #VALUE! |  | #VALUE! | #VALUE! | #VALUE! | #VALUE! |  | #VALUE! |  | #VALUE! | [11 empty] | 55 | Clean. Fac. |  |  | #VALUE! | [5 empty] | #VALUE! |  | Ud,Weighted |  |  |  | #VALUE! |  |  |  | %
Temp., Outlet |  | ℃ | ℃ | 85 | #VALUE! | 88 |  | #VALUE! | 91 | #VALUE! |  | 94 | #VALUE! | 97 | #VALUE! |  | 100 |  | #VALUE! | [11 empty] | 56 | Ud |  |  | #VALUE! | [5 empty] | #VALUE! |  | #VALUE! |  |  |  | #VALUE! |  |  |  | kcal/m2.h.℃
Enthalpy, In |  |  |  | #VALUE! | #VALUE! | #VALUE! |  | #VALUE! | #VALUE! | #VALUE! |  | #VALUE! | #VALUE! | #VALUE! | #VALUE! |  | #VALUE! |  | #VALUE! | [11 empty] | 57 | HTA, Req. |  |  | #VALUE! | [5 empty] | #VALUE! | [5 empty] | #VALUE! |  |  |  | m2
Heat Change |  |  |  | #VALUE! |  | #VALUE! |  |  | #VALUE! |  |  | #VALUE! |  | #VALUE! |  |  | #VALUE! | [13 empty] | 43 | HTA, Req., Total | [8 empty] | #VALUE! | [9 empty] | m2
%Dev. = Hshell / Htube |  |  |  | #VALUE! |  | #VALUE! |  |  | #VALUE! |  |  | #VALUE! |  | #VALUE! |  |  | #VALUE! | [13 empty] | 58 | Press. Drop | [7 empty] | 0.3 | #VALUE! | #VALUE! | 0.3 | [7 empty] | #VALUE!
[31 empty] | 59 | Tube | [8 empty] | #VALUE! | #VALUE! | [8 empty] | In | Out | In | Out | Rb | #VALUE!
H E A T T R A N S F E R | [30 empty] | 60 | Nozzle | [8 empty] | #VALUE! | #VALUE! | [8 empty] | #VALUE! | #VALUE! | #VALUE! | #VALUE! | Rl | #VALUE!
J Factor |  |  |  | #VALUE! |  | #VALUE! |  |  | #VALUE! |  |  | #VALUE! |  | #VALUE! |  |  | #VALUE! | [13 empty] | 61 | Tube In/Out | [9 empty] | #VALUE! | [10 empty] | #VALUE! | #VALUE!
ho / hi |  |  |  | #VALUE! | #VALUE! | #VALUE! |  | #VALUE! | #VALUE! | #VALUE! |  | #VALUE! | #VALUE! | #VALUE! | #VALUE! |  | #VALUE! |  | #VALUE! | [11 empty] | 62 | Window/Turn | [8 empty] | #VALUE! | #VALUE! | [8 empty] | gw > | #VALUE! |  | Ntcw > | #VALUE!
Ud |  |  |  | #VALUE! |  | #VALUE! |  |  | #VALUE! |  |  | #VALUE! |  | #VALUE! |  |  | #VALUE! | [13 empty] | 63
MTD |  |  |  | #VALUE! |  | #VALUE! |  |  | #VALUE! |  |  | #VALUE! |  | #VALUE! |  |  | #VALUE! | [13 empty] | 64 | Notes | U_element(htelem, inst, tubeod, tubet, tubel, tubenpass, ntps, tubecd, pchtype, pch, pchl, sfpa, finh, fint, fpi, fincd, sftype, sfnm, smk, stm, spi, sfr, tftype, tfnm, tmk, ttm, tpi, tfr, no)
Hc = U A ΔT |  |  |  | #VALUE! |  | #VALUE! |  |  | #VALUE! |  |  | #VALUE! |  | #VALUE! |  |  | #VALUE! | [13 empty] | 65 | *1)
%Dev. = Hmax(s,t) / Heat Change |  |  |  | #VALUE! |  | #VALUE! |  |  | #VALUE! |  |  | #VALUE! |  | #VALUE! |  |  | #VALUE! | [13 empty] | 66 | *2)
[31 empty] | 67 | *3)
NTES | [27 empty] | Narai Thermal Engineering Services |  |  |  | NTES | [17 empty] | Narai Thermal Engineering Services
P E R F O R M A N C E T A B L E | [19 empty] | Doc. No. |  |  | PTB - S&T - 100
[20 empty] | Date |  |  | 2013. 1. 1.
Job No. |  | Later | [6 empty] | Item No. |  | Later |  |  |  |  | 적 용 |  | #VALUE! |  | Revision |  |  | 0
Project |  | P | [6 empty] | Service |  | H/E Name | [8 empty] | Sheet No. |  |  |  | 3 |  | of |  | 3
Curve ID |  | Cooling Water Inlet Temp. |  |  | 30 | ℃ | -> | 30 ℃ | [11 empty] | D E S I G N D A T A
T U B E S I D E | [21 empty] | Shell Side |  |  |  | Tube Side
Flowrate |  | % |  | 120 |  | 100 |  |  | 80 |  |  | 60 |  | 40 |  |  | 20 |  |  | Fluid Name |  | Hot Water |  |  |  | Cooling Water
|  | kg/h | kg/h | 648000.12 | 648000.12 | 540000.1 |  | 540000.1 | 432000.08 | 432000.08 |  | 324000.06 | 324000.06 | 216000.04 | 216000.04 |  | 108000.02 |  | 108000.02 | Flowrate |  | 180000 |  | kg/h |  | 540000.1 |  | kg/h
Press., Inlet |  | bar.g |  | 3 |  | 3 |  |  | 3 |  |  | 3 |  | 3 |  |  | 3 |  |  | Press., Inlet |  | 7 |  | bar.g |  | 3 |  | bar.g
Temp., Inlet |  | ℃ | ℃ | 30 | #VALUE! | 30 |  | #VALUE! | 30 | #VALUE! |  | 30 | #VALUE! | 30 | #VALUE! |  | 30 |  | #VALUE! | Temp. | In | 32 |  | ℃ |  | 20 |  | ℃
Mean |  | ℃ | ℃ | 43 | #VALUE! | 45 |  | #VALUE! | 47 | #VALUE! |  | 49 | #VALUE! | 51 | #VALUE! |  | 53 |  | #VALUE! |  | Out | 25 |  |  |  | 22.33
Outlet |  | ℃ | ℃ | 56 | #VALUE! | 60 |  | #VALUE! | 64 | #VALUE! |  | 68 | #VALUE! | 72 | #VALUE! |  | 76 |  | #VALUE!
Enthalpy, In / Out |  | kcal/kg |  | #VALUE! | #VALUE! | #VALUE! |  | #VALUE! | #VALUE! | #VALUE! |  | #VALUE! | #VALUE! | #VALUE! | #VALUE! |  | #VALUE! |  | #VALUE!
Heat Change |  | kcal/h |  | #VALUE! |  | #VALUE! |  |  | #VALUE! |  |  | #VALUE! |  | #VALUE! |  |  | #VALUE!
S H E L L S I D E
Flowrate |  | kg/h | kg/h | 180000 | 180000 | 180000 |  | 180000 | 180000 | 180000 |  | 180000 | 180000 | 180000 | 180000 |  | 180000 |  | 180000
Press., Inlet |  | bar.g |  | 7 |  | 7 |  |  | 7 |  |  | 7 |  | 7 |  |  | 7
Temp., Inlet |  | ℃ | ℃ | 32 | #VALUE! | 32 |  | #VALUE! | 32 | #VALUE! |  | 32 | #VALUE! | 32 | #VALUE! |  | 32 |  | #VALUE!
Temp., Mean |  | ℃ | ℃ | 60.5 | #VALUE! | 62 |  | #VALUE! | 63.5 | #VALUE! |  | 65 | #VALUE! | 66.5 | #VALUE! |  | 68 |  | #VALUE!
| Density / Viscosity |  |  | #VALUE! | #VALUE! | #VALUE! |  | #VALUE! | #VALUE! | #VALUE! |  | #VALUE! | #VALUE! | #VALUE! | #VALUE! |  | #VALUE! |  | #VALUE!
Temp., Outlet |  | ℃ | ℃ | 89 | #VALUE! | 92 |  | #VALUE! | 95 | #VALUE! |  | 98 | #VALUE! | 101 | #VALUE! |  | 104 |  | #VALUE!
Enthalpy, In |  |  |  | #VALUE! | #VALUE! | #VALUE! |  | #VALUE! | #VALUE! | #VALUE! |  | #VALUE! | #VALUE! | #VALUE! | #VALUE! |  | #VALUE! |  | #VALUE!
Heat Change |  |  |  | #VALUE! |  | #VALUE! |  |  | #VALUE! |  |  | #VALUE! |  | #VALUE! |  |  | #VALUE!
%Dev. = Hshell / Htube |  |  |  | #VALUE! |  | #VALUE! |  |  | #VALUE! |  |  | #VALUE! |  | #VALUE! |  |  | #VALUE!
H E A T T R A N S F E R
J Factor |  |  |  | #VALUE! |  | #VALUE! |  |  | #VALUE! |  |  | #VALUE! |  | #VALUE! |  |  | #VALUE!
ho / hi |  |  |  | #VALUE! | #VALUE! | #VALUE! |  | #VALUE! | #VALUE! | #VALUE! |  | #VALUE! | #VALUE! | #VALUE! | #VALUE! |  | #VALUE! |  | #VALUE!
Ud |  |  |  | #VALUE! |  | #VALUE! |  |  | #VALUE! |  |  | #VALUE! |  | #VALUE! |  |  | #VALUE!
MTD |  |  |  | #VALUE! |  | #VALUE! |  |  | #VALUE! |  |  | #VALUE! |  | #VALUE! |  |  | #VALUE!
Hc = U A ΔT |  |  |  | #VALUE! |  | #VALUE! |  |  | #VALUE! |  |  | #VALUE! |  | #VALUE! |  |  | #VALUE!
%Dev. = Hmax(s,t) / Heat Change |  |  |  | #VALUE! |  | #VALUE! |  |  | #VALUE! |  |  | #VALUE! |  | #VALUE! |  |  | #VALUE!
NTES | [27 empty] | Narai Thermal Engineering Services
Hot Water Temp., Outlet, ℃
Cooling Water Temp., Outlet, ℃